{"text_format":"1","workbook":"xlsx","n_sheets":17,"sheets":["CB_DATA_","Custom Dist.","Summary","LCC and Payback","Definitions","Log of Changes","Statistics","Rebuttable Payback","Energy Use","Equipment Price","Sectors and Applications","Energy Price","Energy Price Trend","Discount Rate","Lifetime","Base Case Eff Dist","Forecast Cells"],"not_rendered":{"charts":0,"images":6,"macros":1,"external_links":2,"defined_names":1509,"comments":1,"pivot_tables":0},"unopened":[],"bounds":{"document_bytes":16777216,"sheet_cells":100000,"rows_first":2000,"rows_last":500,"rows_between":2000,"halvings":0,"cell_chars":16384,"cell_head_chars":4096},"cells_cut":4,"cells_raw":0,"read":"whole","date_system":"1900"}

{"sheet":"CB_DATA_","index":0,"n_rows":97,"n_cols":10,"rows_kept":97,"cut":false,"hidden":true,"merged":[]}
["Crystal Ball Data"]
[]
["Workbook Variables","Last Var Column",0]
["    Name:"]
["    Value:"]
[]
["Worksheet Data","Last Data Column Used"]
[null,10]
[]
["Sheet Ref"]
[{"$f":"CB_DATA_!#REF!","v":{"$error":"#REF!"}},{"$f":"'Discount Rate'!#REF!","v":{"$error":"#REF!"}},{"$f":"'Sectors and Applications'!#REF!","v":{"$error":"#REF!"}},{"$f":"'Base Case Eff Dist'!#REF!","v":{"$error":"#REF!"}},{"$f":"'Energy Use'!#REF!","v":{"$error":"#REF!"}},{"$f":"'LCC and Payback'!#REF!","v":{"$error":"#REF!"}},{"$f":"Definitions!#REF!","v":{"$error":"#REF!"}},{"$f":"'Equipment Price'!#REF!","v":{"$error":"#REF!"}},{"$f":"'Energy Price'!#REF!","v":{"$error":"#REF!"}},{"$f":"Lifetime!#REF!","v":{"$error":"#REF!"}}]
[]
["Sheet Guid"]
["ed0c4ab8-19d5-4e0a-b82c-e20b57d263a0","a46ee9f8-86ed-4614-a0d0-11a540d4a493","65d96db7-f516-48d9-8d92-7e54e542f55e","482eb5cd-6ebe-4880-909b-7eb78bc2a555","2934584b-7606-459a-b0c8-3cff0219bea2","ec3b4166-8cef-4fe4-81f3-8bde806f73f0","25a7add7-ca5b-4c5f-ae89-6a19f7a2b2ed","dacc7837-e070-46c5-a961-1dd9eb74d1bf","79a4074e-8676-4276-a733-eb686c3ee21e","2b6996aa-ebaf-4f89-a5fa-2364402be4ed"]
[]
["Deleted sheet count"]
[]
[]
["Last row used"]
[31,31,43,31,26,97,26,34,31,31]
[]
[]
[]
[]
["Data blocks"]
["CB_Block_0","CB_Block_0","CB_Block_0","CB_Block_7.0.0.0:1",null,"CB_Block_7.0.0.0:23",null,"CB_Block_0","CB_Block_0","CB_Block_7.0.0.0:1"]
["㜸〱敤㕣搹㙦ㅢ挷ㄹ攷㔲㈲挵愵㈴换戱㘴㈷捥攱㈸昷㈱㠳㤱慦ㅣ〸㕣㐷㐷㘴慢戱㈲挵㤴ㅤㄴ㐱捡慥挸㔹㘹攳㍤搴摤愵㙣㈵㘸㤳〲㜹㈸㥡昶愱攸㔳㠳愲㐵搱㈲㘸㕦ち愴て㐵搳〳晤〷㥡愲㑦㝤㙡㠱昴愵㉦㍤㘰愰㝦㐰晡晢捤散㤲㑢㔲㕣挹㑣搲搲㠵㐶搶㘸㜶收㥢搹㤹昹捥昹扥㔹㘷戴㑣㈶昳㌱ㄲ晦㌲つ戲㜰㜷㜹㍢〸㠵㔳㥡昳㙣㕢㔴㐳换㜳㠳搲㡣敦ㅢ摢ㄷ慤㈰ㅣ〰㐰扥㘲愱㍤挸㔵〲敢㜵㔱愸㙣〹㍦〰㔰㉥㤳㈹ㄴ昴㉣摡㌹〸㝦て挶て㍡㝢㡤っ㈲㉢捦捤㉥慦扤㠶㔱换愱攷㡢攳㤳㔷㔴摦戳㑦㤵㑥㤵㑥㑣㑦㍦㔹㥡㍥㍥㌹㔷户挳扡㉦捥扡愲ㅥ晡㠶㝤㝣㜲愵扥㘶㕢搵ㄷ挴昶慡㜷㔵戸㘷挵摡昴愹㌵攳昴搳㈷㑥㥦㌹㘳㍥昳捣搳㈳㜸㜳㘶㘹㙥㜶挵ㄷ㘶昰改っ㤹攳㠴㑦捦㡢慡挵㤵〹攱㕢敥㝡㘹㙥ㄶ晦ㄲ戳挷搳㔳愵昲㠶㄰㈱摦㉣㝣攱㔶㐵愰愳攳戰㌳ㄳ〴㜵㘷㤳㕢愷㍢ぢ㔸㘸搵〸挲㥣㌳㈷㙣㕢㜷攲㔱ぢ捥㌲㜶捥㌶戶㐷㥣戲㜰〳㉢戴戶慣㜰㍢敦慣㘲愰摡愸㜳㌹㄰㤷っ㜷㕤扣㘸㌸㈲攷㥣慦㕢戵㐱㤵㌲〳㡦挴㐳㈴㈷㈶㔷㕦㥡〹㥣戹つ挳㤷㌳ち戸㉦㈹戰ぢ㝥戵ㄵ昶㠱敥攳㜲敡昲つㅣ昳愱敥㜰㘸戹㘲昸つ挸愹敥㤰搱攲㕢㘷昰㐴㜷昸挴ㅥ戵昶㜹慣㝢ㅦ戹㤵慤搰摡㜰㐴摤㜲㐷戱ㄸ㍤捦㙣㠸㔹㠱ㄹㄱ愸ㄷ㤹つ㌳ㅢ㐱愶つ晥ㅢ㍣㤲散挸愶㙣挵挸㔶搶戲㤵㙡戶㔲换㔶㐴戶㘲㘶㉢敢搹捡㐶戶㘲㘵㉢慦㘵㉢㔷〱ㄳ愷挲搰㔰㌶㑡搵㍦晦搳㝡攷摡敦㘶㝦昴㜸㘸㕦ㅥ㜸晢㤱㤱〳〰㝡㈹㥡搴扣㙦㕣〳愹㌵㠹昸㘴㘹㥡㍦扢㌳〵㜸挲㍣㘳㍥㘵㥥㌸㔱㍢㌳㙤㥣㌲㜲㕣㔶ち昲㕢〸攵㈰㘰㐷捣㤷㉤户收㕤㤳戸扢㝢搶〸㐴㜳攳愶愲戶㔹慦敥搶㠲扢㜶㙥㉣㠷㐶㈸敥㙣㙦㙢づ搲搱慤っ戶ㄲ㠱㝣摦戱昶㙥㔷っ扢㉥㘶慥㕢慡昹㥥戶㘶㘷挵昷搶扡户㉥昸攲换㡤搶㡥ㄹ捤㐰愴㙤挹戱㍢㔶愹㥡搴扣㈶攷㌶扣㐰戸㜲㝡㔳捥㡡㔵扤㉡晣戲愰㐰ㄴ㌵戹搴挳㙣㡡戸㝥㙡搹挵㐲挱慤戵晢㤳戵收昳搷㐳㌰戳愸㘱扥㥢挲て户㔷㡤㌵㕢ㅣ㘹〱㔱敦㐴挳搱㤶敡〵慦㕡て收㍣㌷昴㍤扢戵㘵愶戶㘵㐰搲搴㤶扣㥡ㄸㅣ捣㐸愱〰㜱㍢㌰愰㘹㤹挷扢昳㠲㐴㐴〲挵㘴攴㍢㕡挹慥㜴〹慢挳㉡㙣㐱㥡捣㍥戸换㘰㥣慦㤴㌱㈹ㅣ㤸㔸ㄳ戵〷㕦晡攸㉥挳㌶㌰昷搹〲㘷戳攳搱敡㥦摦ㄲ㙥㜸挱㜰㙢戶昰㔳㜵㥦挶ㄹ改㘳挸㜲㌷㈰㄰扡敥ㅥㄵ㥤㜶㕤摢捥㕤戳㙡攱㐶㝥㐳㔸敢ㅢ㈱敡愰ㅦぢ〵㙥㙤㐷搲㙦㐳㤵㝥㠸搹㌸戲㘲㌱㤳㥦㈰㔰扥㠸㤴挹㔱㍡愵昰㜲㡢㈰㘷扦ㄶ㕥ㅥ㌱ㄷ㉣㍢ㄴ㑡㈸㡦㤹挰㠸搲㙡ㄲ㝤愳㈴㔱摦愸㉡㠵㌱㘱捥㠱㑡つ换つ户㥢㝣摢挱㈵㡡㠸昶㘵㐱摦挹〲㡡㠲㔶㜹㤰挲㙢㈰㥡㌶㘹㤰づ㥣㈰㈲戲㐱㡡㘶挷挸慤㐴㐶昸ㄴㄹ〱昸㈴ㄱㄲ㝡扡扢㡣㈰戱㜷ㄲ㈹㍢㜵攵挷㝤㘹戶㤳㈵慦愴搹㘱㙣㥣㝥㠴搹敤捣敥㘰㜶ㄴ㤹昶㌷㐸㌸㑡㌹㤴㕢㤳㝥ㄷ㥥昵扢㤹摤㠳っ昲㐹愷捣㠹㐴ㄵ㙤愸扤搸㤱㠴ㅢ㠵㥤㉣㡤㘲㈵㡡㘸ㄹ㌷散捣㔱㐷㈲㍡戲㍡晢㐳搷づ㑡ㅤ晢㜰㜷摡㑣㉥㠷ㄴ㤹〲㥡㕣敢㉥愰挹㡤㈰㘸㡦㝡敢㕥㜴搵㈷㤹摤㠷㑣㈹ㄶㅡ扢㝢戳收㘹㑥摥ㄲ㈶㤱㌲㠴㝡㔴敥ㄱㄱ搳晣㑦ㄱ㜰ㅤ㐷㤷㝤晢㤹愶攰㤴㜹换摢捦挷扢昳㜶㠴昴㌶㥤戹慦㜳攸㈹扡㐹ぢ晡㝥戰㤷昶㤷慥晡攵㐱㌴敢て㌱㝢ㄸ㔹㥢㝥攱挹晢㘶扤〴搲㈴㜶ㄲ㤸㍢㐴㡦㡢戴㜰㔷户㌷㠵搴㍥㈳收慡攱慦㡢㄰摥㡢挵㜹搸挱㥥敦ぢㅢ〷摡㥡慣攰搹攵昶搶捡㘰挱昷ㅣ搶敦摢挷挱㉤愱ㄸ〶〷戳〳㤹㌶晢㌸挵捥㑣昸㥢ㄲ㤴㐳晤㝢慡扢㤰㐸㜴㙡㈵㉦昶㑢㍦㕢敥㑢㤲ㅥ㈴挹愳搸㔶晤㌱㘴㤰ㄲ摡㥦扡㑡㤴㈹㠲ㅤ㤷㘰慤搶㉡扤㝢㈹㈷㤳㌶晦㘱㠷ㅣㄹ㔶捥摡㔹昸づ㠲㔱愷㙣㌹つ㘱㌱散慣〸扦ち扦㠲㘵㡢愲㜲挹㔲搴散换㡡㕢㐴㔶っっ㜴㥣愵㔳㝣㙢㤲㑥摡愴㐴㉡户愷㌶愶㥣挳㥢㐴㐵ㄷ㈴㠵㑡㡡㕢愸㈱㠱㐸㜹㠴摤ㄷ㌱㍤㠸㤸ㄲ㌶㑥㝦㠲搹㌴戳ㄳ挸㜲㝦㠰愴搹敢挶㌳㄰㌶戴㐵㜷㜶愵㤲㈹㄰つ搲㍤昸㘱㔷㘱㜵㥡慦㌹挳散㐹㘴㙤收て㥤㡦㈹㠴㈸㔱㥥㈰㐴㕡㑢扡㜹挵ㄲ搷㐸〳〷㑣〴㤵收敡㐱攸㌹㡣㉡㡤㥡昳摥㡢㕥㌸㙦〵㥢㠸㐲㡤㥢㔱攱攵つ攱㠲扡㝣搸㍥㙤㜵摥收愶愸改㘶搹慢㐳戴㉤捥昷挳愱ㅣ敢㠳㉤㈹捦攵㔹つ愹户戳㌱㠶搰攴㠹ㄸ扥㔶㝡㘲昷攴昹收愱㙦慣戹愳慢㔶㘸㡢㘱㔳㌱ㅤ换〵ㄳ扢㠸愸㐱㙤挸㕣摤昰㠵㤸ㅦ㌵捦晢㔶捤戶㕣㐱㘴挰挶㘴愰敥愲㔸㐷㠴㘰挵㘳晣捦㜳㐷捤㔵摦㜰㠳㑤㠳挱挴敤㐳㉤㑦㌲㈴㤲㌳㘷㉤㌷挰㙢㈴ㄶ㔹ㅥ㌳换ㅢ摥㌵挴㙡敢㡥㝢摥搸っ晡〲㉢㈴㝡㤵㈴㙡戴慣㤶捤㙡㠵㙣愱㔷晣昰㐰㥥挹㥣挴敦㈰㌳㠹慢㑣㡥晥昲ㄴ敤㑤扢㍥㡡捦搰㑥攷㥣㐶㄰㌹㙡㔴づ愴㑡㘱㜲慡晥㌴晢㍣㠳㙣昱晣攵挵㘶㔴敥㤳㐴慢㜳㜴昰愷㠸㜸㐹ㄵ㡤ㄸ〸摤㜳〷ㄴ愵戰㡥㠴〳〶〴挲昹搴㑥㝤㐵㔳挲㤰昸づ㌴㡢ぢ〸㈲㡤㤸ㄷ㡤㌵㘱㈳ㄴ敤ㄸ攱〱昵㐰㉢搶㌱散㈰㙡㥢昳ㅣ挷㈰㘵㤱㉡换㔵㠳〴㍣㔳て扤㈵换搵㑤㘴㤲晣愲㉡攳㍡慡㡣敢戲㙡挴扣挴愸愰㉣㜳㉣㙦摤昰慤㜰挳戱慡〵㍥㌰㜲搷ㄷ㈴〹ㅥ愷攰㡤㔳㉣㌲㈶摢㡣昹换戰搸㠲ㄲ戰㕤㠲ㄸ攵搶ㄱ晢㈰摣慣㤶挷㡦搶愳㕦〹昲㐵㍡㐹昵㘷㌱㕡㑥㕥㡢㠰挴㤱改㐶㝣昹攲挶㥢愸㔱㙥㌹㘲㍤㠵㐴攰㄰㑣挸㜸㝡户昳收㘵搷ち㠱㍤㘲㙣挱ち攷〳愰ㅣㄹ㡡昲㜴㝢愷挴㙡愲搳㔴㐳㈹摣摢搹搴愲㈵㡥㜵戶㈷搵挶㠳㍢㌴㉢㠵㤲搰㈳扢〱㐹挵戲挳ㅣ晢㐹搳㘸㔲㙦挷捡㐶㑢昳㥡㌶昷㥤㐲攴ㄳ攸㈵㐹㌳ㄹ晤慣㈴ㄴ挴㜸㐹ㅤ㔰㔱㜴搷愷㤳㐷㈲㔸㐳ㄳ愰㐸㌵愵敡㐶愳㘸攰㈲㙥㥣搴㐴㌱㝡〲㝦ㅦ㠸㡡换昵戰愵挵戸㍥ㅥ戵捣搸昶戲ぢ㈳愱㙡昸戵㍥㘱㘹慣㑤㈹ㄸ挹㥤扤㉡㝦戵扤〹㐶㡣搸㤰ㄱ㤱ㄴ㌷㌰搸㄰捣㤵〸愶搲㌸ㅢ攵㔶㌷慡ぢ㝣㕡ㄲ㠶㉢㌱㔰づ㙢昳㘲㑢㕡㘱㑤㐳㝥㕣㜶㘸ㅣㄶ愵ㅣ搵捤㤹戵〰ㅡ㍤愴ㅣ㡦㑡㤲挱㜵昳ㄲ扤㔲戸扦〰戱ㅢ㤵㔶慡㈱愲扡㡤〱㜸㌰攸ㅦ散㘰㐷㔴搴㠴挶ㄹ㈵㘸㍥㠵㜰㕢ㄷ㐱摥改ㄱ愳㄰愴愶㑣晦㍡愷扤晢㕤愶㥦㥥换挴㠵㠸㠹ㄸ改㑡㌱ㅥ㠰摣㘴㔰㤲㕣㌴ㅥ挷捡㤵㘴㤳㐲㙢㈴慥愳㠵㌱㑡㡢捦て㜱㠱㠷㘱慣㌱戲㡤㡤ぢ㙥愱〵㙤㙡㙦ㅦ㌰ㄷ摤慡㕤慦〹愹㡡㘳㔹㉤㌵㜲㕦攰㑢摥晤㔳摣㤴戲㉦搱愶㉣攲㈴挵㈵ㄳ㐹扤㥢摤晡攷搰㕤ち㌹㡣愱㘴ㅢ㘳㡦㈹㕥㌹ㄹぢ敢戸愲㐰昳昰㔰昳敥㠲扣㌷〷㤱搶㔱㐵㔹㜶ㄱ㔷昱ㅡ〱㘴挹㙤〹戰㡢摥㐵㡦㈶㝢愲敡㠲愵慡晡〲㐷㔸愷ㄲ㜸昹㍣㡣㤱ㅥ戹㠳㠳㘴㙥㐴㠱摤ㅢ㙦捡挷捣㡤㜳㤱昱愱㌱扣换㐳㔰〶扢ち㐶愲扤㥤㙤ㅡ摤ㅡ〳扦㌴扣昵攷㤰㘹㡣〰搳愰〵愴㌲㜰㘶㔱摥摤挰㘱㉣㌲㈵㌸㥡㡣愳㌲㐴㌹づ㝦㍤㤰〶㙥攲㌹㝡搵㠳ㄲち㈷攴㥤戰昸㕡攲㤴㠳ㄳ㤰攷ㅦ㘹慢㕣㌱㐲摣㝣㜱㡦戶㔵捦搴㙡㌴㜷攱㥥敢ぢ慣攲搶㠶㌲㐷㈷摡敥㘳挹㌵搱扥㝢愰慤㈱扡㈷㜸㜲扥㜴挱〸慢ㅢ攵㜰㕢摤搹敡㤵㈴㜲扦㠵㍢㘲挷户搳㘶ㅥ㜴㜹〷㜵㡢㝢㕦扣敡㝡搷㕣㌹慦㕣挰ぢ㝦戴㘲昵愱㈱㑥戲㤸昹ㄸ㍦㌲㘵㌳戹摦㘰挴扤㑣㥢〳㌴晤㈳ㅣ㐷㈶㈵つ㈶㔱㑥愱ㄳ搸敥㡤ぢ〳愴㤳㠹㌶㍡㤱㠲㘰㥦㔰摣昵㑦㡤㔰戴㕦〳慤㈴ㄶ㜵㈲挷㥥扦〷搶搷㝥㠵ㅡ㈲ㅣ捦㤱ㄸ挹摤㠷㔲ち敡愴㈰㡦㙥㜷昰㉥挸晦て㤶㘲㙥摥㤱㥤晥ぢ捣慣㝤搰㡥愲㘳㐴搱㉦㍢㔱挴㌸散㑤㐵扣㌹晢晤愳收㘷㝥慢昷㝦㜸搴晣㍣㌰捣㈴慤㌱挴搴ㄸ㡢㙦ㄸ〳搹づ㘳攰㈱㌴㑢㘳攰〵昶㘱戸㕥ㄹ〳㤱户㘳〹ㄵ扢ㅢ〳っ攲愵㤸㝣㠹㤸㙡挲㠱挱戳搶ㄱ㠷㥥戰ぢ戸㕤㉢〲〴敥愱㥥㠲㌹昸㥥㙥敦慣㕥㌱㝣挳㌹㉡敢捦晢〲㙡换㕦挵㜵㙤搹㠵㍤敥摣戱㐵㜶摡挱㉢ㄱ扢搳昷㍤㈷㝢扢愴づ㑣愹愴晣昴㕡㐱换㝦〲㥦㠸挶ㄳ㐲收㡤㠹㥦㥤晦敢敢㙦㥦攳戵戴㠸㔶㜳㡣〳昷ㄲ㥢愷攵㠰攸㙤攲㐶挸㘱㝥㝤戳㠴捦㤰慣㑤㕢捣ㅡ扥戴㜷〲摤㠹㡢㡡昰ㄲ㠴愹㠸慦ㅦ㡣㐹㕣㜰㔰挶㘴愹捤戱㈹扦㕥㤲捥挰㔲㘲攲搲㝢ㄷ挷〷戵慥㉡慢㐷扢㌲昷㜳㈸㥤㥢㥣㐸慢㍤挸昳㈵㤳愶扤摦慥搵捥㔰慢㐹㌳㔱㥢〲㐴㉣愵㄰㘸㈰㠵㈴㡦㉣㡣晣㑢㈹戵㠲㐲慥㠴㉣㈵㠴搶ㅥ换攵挹㝦㕦〸㠸挶敤扥ㅥ扦㔴挱㉥〲㡢戱搷扤搷戳㉢慤捥㔸㌵㌱㈶㉢㑦ㅦ㉦愱㈰㡦㈹慣㘰㤰㔶搶㕥㐲㈱㑥戹ㄳ㈸敤搹昱挴㤷㡣㍡㉡挲愶ㄸ㍢攷搰慢㔶㜴㥥㜷敢戸攲〱㍤㤳㤷ち挳㍤挴㙡ㅣ㍤㘵㌰㑥㠱ㄶ㔵ㄵ昳㌱㔵㙣㜴ㅡ㡥㥡愰戳摣愳㌸㝦㈲捡挷捦㠱搸㍥搵ㅣ晡㜰㝢ぢ㜵㥣㍢㠴〵昲ㄷ昶搷戱ㄴ挶挶㕢挹㌱㤰戰㝢㠲㉡愸㍢攰㘵㜴㤱昶扣愶㌷㡢㝣㤷愶㌱ㄸㅤ㜳搶㐰愷晥㘷㤸㕡㜲搶㉡愱ㄹ慦㙥搱晦㔷㔰戱慢晥搷ㄸ㘴㤳㈸㝢㌹㉡昰㈱挷㐸挹慥挱ㄹ敥〸㝣搸〸搳挸㈳戰㉥㡢㡣㙤慢㔲ㄹ摦愷慡㘶㈹挱攱攱ㅡ㙣扦〳搱攸㑢摢㜶戸慢〰㘴ㄴ㈸昷ㄳ㠸愰慥晤㌹改捥㜳㙣晥ぢ愸㥥㔸戲慡扥ㄷ㜸㘶㌸㔹㐶㜴㜷㤲ㅦ㤸㤹戰㜹㘶戴昷摡㠵摡〳搸㠹㤱㔷搰㘷㘹ㄹ〲晢㐵ㄱ㝥㑡㐱㐷㠶㄰昶ㄶ戲攰户㐶〷ㄳ㜱㈴㉡㠷攰㌶昳愵扡㘱攳昳搴㘵㌸㌵㐳㔶昵㠵慥㔳慥攵昶㥢ㄸ摣㌹摣挵㝡〱㡥ㅦ㘱㤷㄰〵㤳㑢㜸攵㔵㙥㙢晢ㅥ戴挲㐶㙢ぢ〸搹㥢㜳慤㤸晢㌱㔰扡户户戴㔲っ摦挹慦㡥㤵攳㠳㡥搱扤㝢㘱㌹搲㌸㐸㍣晡㕣㥢摥慥㈹ㅢ㍥戲㍤㐴戸㕦㐵㔷敤㌹㘶昸搵扦ㄸㄵ昸愰搱㤵昷㉣ぢ㍦挴㤲㐸晢㈸㘷昲㕦㐲搶㥤愰㝦〰戰ㄶ昷〰〹㕡攳愹㠲ㄴ㔸搴扥㡦㜶敥㔰㘳愵㥡㍣㌹愰㑤慦㈲㡢㤳挶㤳㠳㝣昷昷〰摣㜸户㐰㙤昷㜷扦扢攳扢愹昳攵摡㤲攳ㅦ㡣㜵㠶扥㠱㘶摤㘲昶ㅡ戳慢挸づ挶慡㘳㡣搲㤰㈲㈶慦㘲〷ㅦ㥣㐳ㄹ改㡦搱摦㡦捥㝤昸㝢愶㝦㥣搳愴晣㐳㔳敢㉡㈸晦攴㉡扥㤳㕣㠵㡢摡敥慢昸昶㑥慢㌸㐸搱挸㤹攸㥢挸㐶〷㌴㠹㌶㍥户慣㡡攸㤳㔰扥㠴㍡ㄸ㌷收戸捡㤴慦㜲愴捤挳㕢㡣昴挴攴㤵㉢㌵慦㌴㕤挱㠹㝣愸㝤挱昰㤱昷扢慢㤸捥昷ㄸ㥦搷扥ㄵ敦晡㠵ぢ昱㈷㑦搹㈸㘲〴慣㉢㉢㤳㔴挲㡤搴扥ㄹ〳扦晦㡢愶挳ㄳつ㐸㈰つ〵㑣㙡㤲挰敦挴挰㈷昱㌹㤵㠴挹㌰晥捦昴㔱っ㑣慡㤳挰摦㠸㠱晦㝥昲㘸〳㌸㈶戲㐸㌴㤰〲㔲散㔷㘹搱㈷㍥慤收㐱㌹㘷㔲㈷づ㥢慡㥡攲㔰〶㝥㙤愹ㄵ㐷㜰㤵挳挷挷捤ㄷ㜱㌱〹ㄷ㌸㈰㌹搵晦㜱戰㠸ぢ㑢昳㐶㘸攰摢攵㉤㠴㡡㝤㕤㍥戱㜳摥㕣昶㔱㌱㘴㉥〶㌸㈷搵晡㡡㐴愰攲〷搵晥敥攲㔲㑦㌱〷㥢晢ㄱ㠷戸戲扣〱搲㥢㐶㤰㘱㤱㐱敤敢㌱㘶㌳㙦㌵㘹㐶摦〶㜲攰㘵㐱捥㐲㔱㠵㔰㈶昸愰㤱㠵㠹敡晣ㅢ挸挶攲晦㐴㘲㜲㑢扡㌹戲摡摢昱㜸㐹㑡搱扦挲づ㕦㐵㌶〰晦慡ㄶ搱㔹换戸㌹扥㜲捦㙢攷捣㝡㔴㉣㙦愱慢挶昹昰㠵晡搷昸昴ㄶ㌳㍥挵㜲〹攵㡣㈶㥢摡㙢㠷晦〳㍡晥捥㡥","㜸〱敤㕣摢㙦ㅣ㔷ㄹ摦㔹㝢搷㍢㙢㍢㑥㘳㈷㙤摡㌴㜵慦戴㌸摡㍡户㕥㔴㠵搴㤷摡㌱㡤㙢㌷敢㈴㐲㔵㔹挶扢㘷散㘹收㘲㘶㘶㥤戸ㄵ戴㐸㝤㐰㕣ㅥ㄰㑦㔴〸㠴㠴㉡㜸㐱㉡愸㐰戹晣〷ㄴ昱挴ㅢ㔲㜹攱〵㠴㈲〱㉦扣㤴摦敦㥣㤹摤搹㕤敦搸搹戶攰㈰ㅦ挷挷㘷捥昹捥㤹㜳捥㜷㍤摦㜷㈶ㄹ㉤㤳挹㝣㠸挴扦㑣晤㉣ㅣ㉢㙦〵愱㜰㑡㌳㥥㙤㡢㙡㘸㜹㙥㔰㥡昲㝤㘳敢愲ㄵ㠴㝤〰挸㔷㉣戴〷戹㑡㘰扤㉡ち㤵㑤攱〷〰捡㘵㌲㠵㠲㥥㐵㍢〷攱敦挱昸㐱㘷慦愱㝥㘴攵㤹改愵搵㔷㌰㙡㌹昴㝣㜱㘲晣㡡敡㝢敥挹搲改搲挹挹挹㈷㑡㤳㈷挶㘷敡㜶㔸昷挵㌹㔷搴㐳摦戰㑦㡣㉦搷㔷㙤慢晡扣搸㕡昱慥〹昷㥣㔸㥤㍣扤㙡㥣㜹敡攴㤹戳㘷捤愷㥦㝥㙡〸㙦捥㉣捥㑣㉦晢挲っ㍥㥥㈱㜳㥣昰㤹㔹㔱戵戸㌲㈱㝣换㕤㉢捤㑣攳㕦㘲昶㜸㝡戲㔴㕥ㄷ㈲攴㥢㠵㉦摣慡〸㜴㜴ㅣ㜴愶㠲愰敥㙣㜰敢㜴㘷づぢ慤ㅡ㐱㤸㜳㘶㠴㙤敢㑥㍣㙡挱㔹挲捥搹挶搶㤰㔳ㄶ㙥㘰㠵搶愶ㄵ㙥攵㥤ㄵっ㔴ㅢ㜶㉥〷攲㤲攱慥㠹ㄷっ㐷攴㥣昹扡㔵敢㔷㈹搳昷愹㜸㠸攴挴攴敡㑢㔳㠱㌳戳㙥昸㜲㐶〱昷㈵〵㜶捥慦戶挲㍥搸㝤㕣㑥㕤扥㠱㘳㍥摣ㅤづ㉤㔷っ扦〱㌹搱ㅤ㌲㕡㝣敢っㅥ敦づ㥦搸愳搶㍥㡦㜵敦㈳户戲ㄵ㕡ㅢ㡣愸㕢敥㈸ㄶ愳攷㤹つ㌰㉢㌰㈳〲昵㈲戳㐱㘶㐳挸戴晥㝦㠰㐷㤲ㅤ搹㤴慤ㄸ搹捡㙡戶㔲捤㔶㙡搹㡡挸㔶捣㙣㘵㉤㕢㔹捦㔶慣㙣攵㤵㙣攵ㅡ㘰攲㔴ㄸㄸ挸㐶改敡摡戱㕦㡣㕥晦昷搲扢敦扥昷捦㥦捤晦换ㄹ㍡〰愰ㄷ愳㐹捤晡挶㜵㤰㕡㤳㠸㑦㤵㈶昹戳㌳㔳㠰㈷捣戳收㤳收挹㤳戵戳㤳挶㘹㈳挷㘵愵㈰扦㠵㔰づ〲㜶挸扣㙡戹㌵敦扡挴摤戱㘹㈳㄰捤㡤㥢㠸摡愶扤扡㕢ぢ敥搹扥戱ㅣㅡ愱戸扢扤慤㌹㐸㐷户㌲搸㑡〴昲㝤挷摢扢㕤㌱散扡㤸扡㘱愹收㝢摢㥡㥤㘵摦㕢敤摥㍡攷㡢㉦㌶㕡㍢㘶㌴〵㤱戶㈹挷敥㔸愵㙡㔲昳ㅡ㥦㔹昷〲攱捡改㑤㌸换㔶昵㥡昰换㠲〲㔱搴攴㔲て戳㈹攲晡㠹㈵ㄷぢ〵户搶ㅥ㐸搶㥡捦摤〸挱捣愲㠶昹㙥〸㍦摣㕡㌱㔶㙤㜱愴〵㐴扤ㄳつ㐷㕢慡攷扣㙡㍤㤸昱摣搰昷散搶㤶愹摡愶〱㐹㔳㕢昴㙡愲扦㍦㈳㠵〲挴㙤㕦㥦愶㘵㍥摤㥤ㄷ㈴㈲ㄲ㈸㈶㈳摦搵㑡㜶愵㑢㔸ㅤ㔶㘱ぢ搲㘴昶愱ㅤ〶攳㝣愵㡣㐹攱挰挴㥡愸㍤昸搲㐷㜷ㄸ戶㠱戹㑦ㄶ㌸㥢ㅤ㡤㔶晦摣愶㜰挳ぢ㠶㕢戳㠵㥦慡晢㌴捥㐸ㅦ㐱㤶扢〹㠱搰㜵昷愸攸戴ㅢ摡㔶敥扡㔵ぢ搷昳敢挲㕡㕢て㔱〷晤㔸㈸㜰㙢㍢㤲㝥〷慡昴㐳捣㐶㤱ㄵ㡢㤹晣ㄸ㠱昲㐵愴㑣㡥搲㈹㠵㤷㕢〴㌹晢戵昰昲㤰㌹㘷搹愱㔰㐲㜹挴〴㐶㤴㔶㤳攸ㅢ㈶㠹晡㐶㔵㈹㡣㌱㜳〶㔴㙡㔸㙥戸搵攴摢づ㉥㔱㐴戴㉦ぢ昶㥣㉣愰㈸㘸㤵〷㈹扣〶愲㘹㤳〶改挰〹㈲㈲ㅢ愴㘸㜶㡣摣㑡㘴㠴㑦㤱ㄱ㠰㑦ㄲ㈱愱㈷扢换〸ㄲ㝢㈷㤱戲㔳㔷㝥摣㤷㘶摢㔹昲㑡㥡ㅤ挶挶改㐷㤸摤挹散㉥㘶㐷㤱㘹㝦㠱㠴愳㤴㐳戹㌵改昷攰㔹㍦挶散㕥㘴㤰㑦㍡㘵㑥㈴慡㘸㐳敤挶㡥㈴摣㌰散㘴㘹ㄴ㉢㔱㐴换戸㘱㘷づ㍢ㄲ搱㤱搵戹㌷㜴㙤扦搴戱㡦㜴愷捤攴㜲㐸㤱㈹愰挹戵敥〰㥡摣〸㠲昶愸户敥㐳㔷㝤㥣搹晤挸㤴㘲愱戱扢㍢㙢㥥收攴㙤㘱ㄲ㈹㐳愸㐷攵ㅥㄱ㌱捤晦ㄴ〱搷㜱㜴搹户㥦㘹ち㑥㤸户扤晤㝣愲㍢㙦㐷㐸㙦搳㤹晢㍡㠷㥥愲㕢戴愰ㅦ〰㝢㘹㝦敡慡㕦ㅥ㐲戳晥㌰戳㐷㤰戵改ㄷ㥥扣㙦搵㑢㈰㑤㘲㈷㠱戹㐳昴戸㐸ぢ㜷㘵㙢㐳㐸敤㌳㘴慥ㄸ晥㥡〸攱扤㔸㤸㠵ㅤ散昹扥戰㜱愰慤挹ち㥥㕤敥㙣慤っ收㝣捦㘱晤扥㝤ㅣ摣ㄶ㡡愱扦㍦摢㤷㘹戳㡦㔳散捣㠴扦㈹㐱㌹搴扦愷扢ぢ㠹㐴愷㔶昲㘲扦昴戳攵扥㈴改㐱㤲㍣㡡㙤搵ㅦ㐳〶㈹愱晤戱慢㐴㤹㈰搸〹〹搶㙡慤搲扢㤷㜲㌲㘹昳ㅦ㜶挸㤱㐱攵慣㥤㠶敦㈰ㄸ㜶捡㤶搳㄰ㄶ㠳捥戲昰慢昰㉢㔸戶㈸㉡㤷㉣㐵捤扥慣戸㑤㘴㐵㕦㕦挷㔹㍡挵户㈶改愴㑤㑡愴㜲㝢㙡㘳捡㌹扣㐹㔴㜴㐱㔲愸愴戸㠵ㅡㄲ㠸㤴㐷搸㝤ㄱ搳㠳㠸㈹㘱攳昴挷㤹㑤㌲㍢㠹㉣昷㝢㐸㥡摤㙥㍣〳㘱〳㥢㜴㘷㔷㉡㤹〲搱㈰摤㠳敦㜷ㄵ㔶㘷昸㥡戳捣㥥㐰搶㘶晥搰昹㤸㐲㠸ㄲ攵〹㐲愴戵愴㥢㔷㉣㜱㥤㌴㜰挰㐴㔰㘹愶ㅥ㠴㥥挳愸搲戰㌹敢扤攰㠵戳㔶戰㠱㈸搴愸ㄹㄵ慥慥ぢㄷ搴攵挳昶㘹慢昳㌶㌶㐴㑤㌷换㕥ㅤ愲㙤㘱㜶㉦ㅣ捡戱㍥搸㤲昲㕣㥥搵㤰㝡㍢ㅢ㘳〸㑤㥥㠸攱㙢愵㈷㜶㔷㥥㙦ㅥ晡㐶㥡㍢扡㘲㠵戶ㄸ㌴ㄵ搳戱㕣㌰戱㡢㠸ㅡ搴〶捣㤵㜵㕦㠸搹㘱㜳摥户㙡戶攵ち㈲〳㌶㈶〳㜵ㄷ挵ㅡ㈲〴换ㅥ攳㝦㥥㍢㙣慥昸㠶ㅢ㙣ㄸっ㈶㙥ㅤ㙡㜹㤲㈱㤱㥣㌹㙤戹〱㕥㈳戱挸昲㠸㔹㕥昷慥㈳㔶㕢㜷摣㜹㘳㈳搸ㄳ㔸㈱搱慢㈴㔱愳㘵戵㙣㔶㉢㘴ぢ扤攲㠷〷昲㑣收ㄴ㝥晢㤹㐹㕣㘵㜲昴㤷愷㘸㙦摡昵㔱㝣㠶㜶㍡攷㌴㠴挸㔱愳戲㉦㔵ち㤳㔳昵愷搸攷㘹㘴ぢ昳㤷ㄷ㥡㔱戹㡦ㄲ慤捥搱挱㥦㈲攲㈵㔵㌴㘲㈰㜴捦ㅤ㔰㤴挲㍡ㄲづㄸ㄰〸攷㔳㍢昵ㄵ㑤〹㐳攲㍢搰㉣捥㈱㠸㌴㘴㕥㌴㔶㠵㡤㔰戴㘳㠴〷搴〳慤㔸挷戰㠳愸㙤挶㜳ㅣ㠳㤴㐵慡㉣㔷つㄲ昰㔴㍤昴ㄶ㉤㔷㌷㤱㐹昲㡢慡㡣ㅢ愸㌲㙥挸慡㈱昳ㄲ愳㠲戲捣戱扣㌵挳户挲㜵挷慡ㄶ昸挰挸摤㥥㈰㐹昰㌸〵㙦㥣㘲㤱㌱摥㘶捣㕦㠶挵ㄶ㤴㠰敤ㄲ挴㈸户㡥搸〷攱㘶戵㍣㝥戴ㅥ晤㑡㤰㉦搲㐹慡㍦㠳搱㜲昲㕡〴㈴㡥㑣㌷攳换ㄷ㌷㕦㐷㡤㜲换ㄱ敢㈹㈴〲㠷㘰㐲挶搳扢㥤㌷㉦扢㔶〸散ㄱ㘳㜳㔶㌸ㅢ〰攵挸㔰㤴愷摢扢㈵㔶ㄳ㥤㈶ㅡ㑡攱扥捥愶ㄶ㉤㜱扣戳㍤愹㌶ㅥ摡愶㔹㈹㤴㠴ㅥ搹〹㐸㉡㤶㙤收戸㤷㌴㡤㈶昵㜶慣㙣戴㌴慦㘹㜳摦㈹㐴㍥㠲㕥㤲㌴㤳搱捦㐹㐲㐱㡣㤷搴〱ㄵ㐵㜷㝤㍡㜹㈴㠲㌵㌴〱㡡㔴㔳慡㙥㌸㡡〶㉥攰挶㐹㑤ㄴ愳㈷昰昷㠱愸戸㔴て㕢㕡㡣ㅢ愳㔱换㤴㙤㉦戹㌰ㄲ慡㠶㕦摢㈳㉣㡤戵㈹〵㈳戹戳㔷攵慦戶㌷挱㠸ㄱㅢ㌲㈲㤲攲〶〶ㅢ㠲戹ㄲ挱㔴ㅡ㘷挳摣敡㐶㜵㠱㑦㡢挲㜰㈵〶捡㘱㙤㔶㙣㑡㉢慣㘹挸㡦捡づ㡤挳愲㤴愳扡㌹戵ㅡ㐰愳㠷㤴攳㔱㐹㌲戸㙥㕥愲㔷ち昷ㄷ㈰㜶愳搲㜲㌵㐴㔴户㌱〰て〶㝢〷㍢搸ㄱㄵ㌵愱㜱㐶〹㥡㑦㈱摣搶㐵㤰㜷㝡挴㈸〴愹㈹搳摦捦㙢㙦㝤㠷改挷攷㌳㜱㈱㘲㈲㐶扡㔲㡣〷㈰㌷ㄹ㤴㈴ㄷ㡤挶戱㜲㈵搹愴搰ㅡ㡡敢㘸㘱っ搳攲昳㐳㕣攰㘱ㄸ㙢㠴㙣㘳攳㠲㕢㘸㐱㥢摡㕢〷捣〵户㙡搷㙢㐲慡攲㔸㔶㑢㡤扣㈷昰㈵敦晥㈹㙥㑡搹㤷㘸㔳ㄶ㜰㤲攲㤲㠹愴摥捤㙥晤㌳攸㉥㠵ㅣ挶㔰戲㡤戱挷ㄴ慦㥣㡣㠵㜵㕣㔱愰㜹㜸愸㜹㜷㐱摥㥢㠳㐸敢愸愲㉣扢㠸慢㜸㡤〰戲攴戶〴搸㐵敦愲㐷㤳㍤㔱㜵挱㔲㔵㝢〲㐷㔸愷ㄲ㜸昹㍣㡣㤱ㅥ戹㠳㠳㘴㙥㐶㠱摤㥢慦换挷捣捤昳㤱昱愱㌱扣换㐳㔰〶扢ち㐶愲扤㥤㙤ㅡ摤ㅡ〳扦㌴扣昵㘷㤱㘹㡣〰搳愰〵愴㌲㜰愶㔱摥搹挰㘱㉣㌲㈵㌸㥡㡣愳㌲㐴㌹ち㝦㍤㤰〶㙥攲㌹㝡挵㠳ㄲち挷攴㥤戰昸㕡攲㠴㠳ㄳ㤰攷ㅦ㘹慢㕣㌶㐲摣㝣㜱㡦戶㔵㑦搵㙡㌴㜷攱㥥摢ㄳ㔸挵慤つ㘵㡥㡥戵摤挷㤲㙢愲㝤昷㘰㕢㐳㜴㑦昰搴㙣改㠲ㄱ㔶搷换攱㤶扡戳搵㉢㐹攴㝥ぢ㜷挴戶㙦愷捤摣敦昲づ敡㈶昷扥㜸捤昵慥扢㜲㕥戹㠰ㄷ晥㘸挵敡〳〳㥣㘴㌱昳㈱㝥㘴捡㘶㜲扦挱㠸扢㤹㌶〷㘸晡㐷㌸㡥㑣㑡ㅡ㡣愳㥣㐲㈷戰摤ㅢㄷ〶㐸㈷㘳㙤㜴㈲〵挱㍥愱戸㙢ㅦㅢ愱㘸扦〶㕡㐹㉣敡㐴㡥㍤㝦ㅢ慣慦晤ち㌵㐴㌸㥥㈳㌱㤲扢ㅦ愵ㄴ搴㐹㐱ㅥ摤敥攰㕤㤰晦ㅦ㉣挵摣扣㉤㍢晤ㄷ㤸㔹㝢慦ㅤ㐵挷㠹愲㕦㜶愲㠸㜱搸㕢㡡㜸㜳昶晢㐷捤㑦晣㔶敦晦昰愸昹㔹㘰㤸㐹㕡㘳㠸愹㌱ㄶ摦㌰〶戲ㅤ挶挰挳㘸㤶挶挰昳散挳㜰扤㌲〶㈲㙦挷㈲㉡㜶㌶〶ㄸ挴㑢㌱昹ㄲ㌱搵㠴〳㠳㘷慤㈳づ㍤㘱ㄷ㜰扢㔶〴〸摣㐳㍤〵㌳昰㍤摤搹㔹扤㙣昸㠶㜳㔴搶捦晢〲㙡换㕦挱㜵㙤搹㠵㍤敥摥戶㐵㜶摡挶㉢ㄱ扢搳昷㍤㈷扢扢愴づ㑣愹愴晣昴㕡㐱换㝦〴㥦㠸挶ㄳ㐲收戵戱㥦捣晦昹搵㌷捦昳㕡㕡㐴慢㌹挶㠱㝢㠹捤搳㜲㐰昴㌶㜱㈳攴㌰扦扥㔹挴㘷㐸搶㠶㉤愶つ㕦摡㍢㠱敥挴㐵㐵㜸〹挲㔴挴户ㄷ㡣㐹㕣㜰㔰挶㘴愹捤戱㈹扦㕥㤲捥挰㔲㘲攲搲㝢ㄷ挷〷戵慥㉡慢㐷扢㌲昷㔳㈸㥤㕢㥣㐸慢㍤挸昳㈵㤳愶扤搳慥搵捥㔲慢㐹㌳㔱㥢〰㐴㉣愵㄰㘸㈰㠵㈴㡦㉣㡣晣㑢㈹戵㡣㐲慥㠴㉣㈵㠴搶ㅥ换攵挹㝦㕦〸㠸挶敤扥ㅥ扦㔴挱㉥〲㡢戱搷扤搷戳㉢慤捥㔸㌵㌱㈶㉢㑦ㅦ㉦愲㈰㡦㈹慣㘰㤰㔶搶㕥㐲㈱㑥戹㤳㈸敤摡昱挴㤷っ㍢㉡挲愶ㄸ㍢攷搰慢㔶㜴㥥㜳敢戸攲〱㍤㤳㤷ち挳㍤挴㙡ㅣ㍤㘵㌰㑥㠱ㄶ㔵ㄵ昳ㄱ㔵㙣㜴ㅡ㡣㥡愰戳摣愳㌸㝦㈲捡挷捦㠱搸㍥搱ㅣ晡㜰㝢ぢ㜵㥣㍢㠰〵昲ㄷ昶搷昱ㄴ挶挶㕢挹㌱㤰戰扢㠲㉡愸㍢攰㘵㜴㤱昶扣愶㌷㡢㝣㤷愶㌱ㄸㅤ㜳㔶㕦愷晥㘷㤸㕡㜲搶ち愱ㄹ慦㙥搱晦㔷㔰戱愳晥搷ㄸ㘴㤳㈸扢ㅡㄵ昸㤰㘳愴㘴挷攰っ㜷〴㍥㙣㠴㘹攴ㄱ㔸㤷㐵挶戶㔵愹㡣敦㔳㔵戳㤴攰昰㜰昵户摦㠱㘸昴愵㙤㍢搸㔵〰㌲ち㤴晢ㄱ㐴㔰搷晥㥣㜴攷㌹㌶晦㌹㔴㡦㉤㕡㔵摦ぢ㍣㌳ㅣ㉦㈳扡㍢捥て捣㑣搸㍣㔳摡摢敤㐲敤㐱散挴搰㑢攸戳戸〴㠱晤㠲〸㍦愶愰㈳㐳〸扢ぢ㔹昰㕢愳㠳㠹㌸ㄲ㤵㐳㜰㠷昹㘲摤戰昱㜹敡ㄲ㥣㥡㈱慢昶㠴慥㔳慥攵昶㥢ㄸ摣㌹摣挵㝡ㅥ㡥ㅦ㘱㤷㄰〵㤳㑢㜸改㘵㙥㙢晢ㅥ戴挲㐶㙢ぢ〸搹㥢㜳慤㤸晢㈱㔰扡扢户戴㔲っ摦挹慦㡥㤵攳㠳㡥搱摤㝢㘱㌹搲㈸㐸㍣晡㕣㥢摥慥〹ㅢ㍥戲㕤㐴戸㕦㐶㔷敤㔹㘶昸搵㍦ㅦㄵ昸愰搱㤵昷っぢ㍦挰㤲㐸晢㈸㘷昲㕦㐰搶㥤愰扦て戰ㄶ昷〰〹㕡攳愹㠲ㄴ㔸搴扥㠷㜶敥㔰㘳愵㥡㍣㌹愰㑤慦㈲㡢㤳挶㤳㠳㝣昷㜷〱摣㜸户㐰㙤昷㜷扦戵敤扢愹昳攵摡㤲攳ㅦ㡣㜵㠶扥㡥㘶摤㘲昶ち戳㙢挸づ挶慡㘳㠴搲㤰㈲㈶慦㘲〷敦㥤㐷ㄹ改て搱摦て捥扦晦㍢愶扦㥤搷愴晣㐳㔳敢㉡㈸晦攴㉡扥㥤㕣㠵㡢摡敥慢昸搶㜶慢㌸㐸搱挸㤹攸ㅢ挸㠶晢㌴㠹㌶㍥户慣㡡攸㤳㔰扥㠴㍡ㄸ㌷收戸捡㤴慦㜲愴捤挳㕢㡣昴挴攴㤵㉢㌵慦㌴㕤挱㠹㝣愸㝢㠲攱㈳敦㜷㔷㌱㥤敦㌱㍥慦㝤㌳摥昵ぢㄷ攲㑦㥥戲㔱挴〸㔸㔷㔶㈶愹㠴ㅢ愹㝤㈳〶㝥攷攷㑤㠷㈷ㅡ㤰㐰ㅡち㤸搴㈴㠱扦ㅥ〳㥦挲攷㔴ㄲ㈶挳昸㍦搳〷㌱㌰愹㑥〲㝦㉤〶晥敢愹愳つ攰㤸挸㈲搱㐰ち㐸戱㕦愵㐵㥦昸戴㥡〷攵㥣㐹㥤㌸㘸慡㙡㡡㐳ㄹ昸戵愵㔶ㅣ挲㔵づㅦㅦ㌷㕦挴挵㈴㕣攰㠰攴㔴晦挷挱〲㉥㉣捤ㅡ愱㠱㙦㤷㌷ㄱ㉡昶㜵昹挴捥㜹㜳挹㐷挵㠰戹㄰攰㥣㔴摢㔳㈴〲ㄵ摦慦昶㜷〷㤷㝡㡡㌹搸摣㡦㌸挴㤵攵つ㤰摥㌴㠲っ㡢昴㙢㕦㡤㌱㥢㜹愳㐹㌳晡ㄶ㤰〳㉦ぢ㜲ㄶ㡡㉡㠴㌲挶〷㡤㉣㑣㔴攷㕦㐳㌶ㄲ晦㈷ㄲ攳㥢搲捤㤱搵摥㡣挷㑢㔲㡡晥㈵㜶昸㌲戲㍥昸㔷戵㠸捥㕡挶捤昱㤵扢㕥㍢㘷搶愳㘲㜹〳㕤㌵捥㠷㉦搴扦挲愷㌷㤸昱㈹㤶㑢㈸㘷㌴搹搴㕥㍢昸ㅦ慤攱搰ㅤ","㜸〱敤㕣摢㙦ㅣ㔷ㄹ摦㔹㝢搷㍢扥挴㙥散愴㑤㉦愹㝢愵挵㘱敢摣㥡㔶㔵〸扥搴㠹㘹㕣扢㔹㈷ㄵ慡捡㌲摥㍤㘳㑦㌳ㄷ㜷㘶搶㠹㕢㐱㡢㔴〹〴昴〱昱㐴挵㐵㈰㔴挱ぢ㔲㜹㐰㤴换㝦㐰ㄱ攲〱㥥㤰㡡㠴㜸〱㐱㈴晥㠰昲晢㥤㌳戳㍢扢敢ㅤ㍢摢ㄶ㌶挸挷昱昱㤹㜳扥㜳收㥣昳㕤捦昷㥤㐹㐶换㘴㌲ㅦ㈰昱㉦㔳㍦ぢ㜷㤷戶㠳㔰㌸挵㌹捦戶㐵㈵戴㍣㌷㈸捥昸扥戱㝤搱ち挲㍥〰攴换ㄶ摡㠳㕣㌹戰㕥ㄱ㠵昲㤶昰〳〰攵㌲㤹㐲㐱捦愲㥤㠳昰㜷㉣㝥搰搹㙢戸ㅦ㔹㘹㙥㜶㜹敤㈵㡣㕡ち㍤㕦ㅣ㥢扣愲晡㥥㍤㔳㍣㔹㍣㍥㍤晤㜸㜱晡搸攴㕣捤づ㙢扥㌸敢㡡㕡攸ㅢ昶戱挹㤵摡㥡㙤㔵㥥ㄱ摢慢摥㔵攱㥥ㄵ㙢搳㈷搷㡣㔳㑦ㅣ㍦㜵晡戴昹攴㤳㑦っ攳捤㤹愵戹搹ㄵ㕦㤸挱㐷㌳㘴㡥ㄳ㍥㌵㉦㉡ㄶ㔷㈶㠴㙦戹敢挵戹㔹晣㑢捣ㅥ㑦㘷㡡愵つ㈱㐲扥㔹昸挲慤㠸㐰㐷挷㈱㘷㈶〸㙡捥㈶户㑥㜷ㄶ戰搰㡡ㄱ㠴㌹㘷㑥搸戶敥挴愳ㄶ㥣㘵散㥣㙤㙣て㍢㈵攱〶㔶㘸㙤㔹攱㜶摥㔹挵㐰搵ㄱ攷㜲㈰㉥ㄹ敥扡㜸搶㜰㐴捥㌹㕦戳慡晤㉡㘵晡㍥ㄱて㤱㥣㤸㕣㝤㜱㈶㜰收㌶っ㕦捥㈸攰扥愴挰㉥昸㤵㘶搸〷㍡㡦换愹换㌷㜰捣㠷㍡挳愱攵㡡攱搷㈱愷㍡㐳㐶㡢㙦㥥挱㘳㥤攱ㄳ㝢搴摣攷搱捥㝤攴㔶㌶㐳㙢㐳ㄱ㜵换ㅤ挵㘲昴㍣戳〱㘶〵㘶㐴愰㍥挸㙣㠸搹㌰㌲慤晦摦攰㤱㘴㐷㌶㘵换㐶戶扣㤶㉤㔷戲攵㙡戶㉣戲㘵㌳㕢㕥捦㤶㌷戲㘵㉢㕢㝥㈹㕢扥ち㤸㌸ㄵ〶〶戲㔱㝡敦戱敦扥昹㤵㤷捦㉣晥昰て愷ㅥ昹搷愷晥晡愷攱〳〰㝡㉥㥡搴扣㙦㕣〳愹㌵㠸昸㐴㜱㥡㍦扢㌳〵㜸挲㍣㙤㥥㌱㡦ㅦ慦㥥㥥㌶㑥ㅡ㌹㉥㉢〵昹㑤㠴㌲〶搸㘱昳㜹换慤㝡搷㈴敥敥㥥㌵〲搱搸戸愹愸㙤搶慢戹搵攰慥㥤ㅢ㑢愱ㄱ㡡㍢㕢摢ㅡ㠳戴㜵㉢㠱慤㐴㈰摦㜷戴戵摢ㄵ挳慥㠹㤹敢㤶㙡扥愷愵搹㔹昱扤戵捥慤ぢ扥㜸戹摥摡㌶愳ㄹ㠸戴㉤㌹㜶摢㉡㔵㤳㥡搷攴摣㠶ㄷ〸㔷㑥㙦捡㔹戱㉡㔷㠵㕦ㄲㄴ㠸愲㉡㤷㝡㠸㑤ㄱ搷㑦㉤扢㔸㈸戸戵㝡㝦戲搶㝣晡㝡〸㘶ㄶ㔵捣㜷㔳昸攱昶慡戱㘶㡢挳㑤㈰敡㥤㘸㌸搲㔴扤攰㔵㙡挱㥣攷㠶扥㘷㌷户捣㔴户っ㐸㥡敡㤲㔷ㄵ晤晤ㄹ㈹ㄴ㈰㙥晢晡㌴㉤昳挹捥扣㈰ㄱ㤱㐰㌱ㄹ昹㡥㘶戲㉢㕥挲敡戰ち㕢㤰㈶戳て敥㌲ㄸ攷㉢㘵㑣ち〷㈶搶㐴敤挱㤷㍥戲换戰㜵捣㝤扣挰搹散㜸戴晡愷户㠴ㅢ㕥㌰摣慡㉤晣㔴摤愷㜱㐶晡㈸戲摣つ〸㠴㡥扢㐷㐵愷㕤搷戶㜳搷慣㙡戸㤱摦㄰搶晡㐶㠸㍡攸挷㐲㠱㕢摢㤶昴摢㔰愵ㅦ㘴㌶㡥㙣㜰㌰㤳㥦㈰㔰㝥㄰㈹㤳愳㜴㑡攱攵㈶㐱捥㝥㑤扣㍣㙣㉥㔸㜶㈸㤴㔰ㅥ㌵㠱ㄱ愵搵㈴晡㐶㐸愲扥㔱㔱ち㘳挲㥣〳㤵ㅡ㤶ㅢ㙥㌷昸戶㡤㑢ㄴㄱ敤换㠲㥥㤳〵ㄴ〵捤昲㈰㠵搷㐰㌴㉤搲㈰ㅤ㌸㐱㐴㘴㠳ㄴ捤㡥㤱㥢㠹㡣昰㈹㌲〲昰㐹㈲㈴昴㜴㘷ㄹ㐱㘲㙦㈷㔲㜶敡挸㡦晢搲㙣㈷㑢㕥㐹戳㐳搸㌸晤㌰戳摢㤹摤挱散〸㌲敤㙦㤰㜰㤴㜲㈸㌷㈷晤㉥㍣敢㜷㌳扢〷ㄹ攴㤳㑥㤹ㄳ㠹㉡摡㔰㝢戱㈳〹㌷〲㍢㔹ㅡ挵㑡ㄴ搱㌲慥摢㤹㈳㡥㐴㜴㘴㜵昶㠶慥敤㤷㍡昶攱捥戴㤹㕣づ㈹㌲〵㌴戹搶㕤㐰㤳ㅢ㐱搰㉥昵搶扤攸慡㑦㌲扢て㤹㔲㉣㌴㜶昷㘶捤搳㥣扣㈵㑣㈲㘵〸㜵愹摣㈳㈲愶昹㥦㈲攰摡㡥㉥晢昶㌳㑤挱㈹昳㤶户㥦㡦㜵收敤〸改㉤㍡㜳㕦攷搰㔳㜴㤳ㄶ昴晤㘰㉦敤捦ㅤ昵换㠳㘸搶ㅦ㘲昶㌰戲ㄶ晤挲㤳昷捤㝡〹愴㐹散㈴㌰㜷㤰ㅥㄷ㘹攱慥㙥㙦ち愹㝤㠶捤㔵挳㕦ㄷ㈱扣ㄷ㡢昳戰㠳㍤摦ㄷ㌶づ戴㔵㔹挱戳换敤捤㤵挱㠲敦㌹慣摦户㡦㠳㕢㐲㌱昴昷㘷晢㌲㉤昶㜱㡡㥤㤹昰㌷㈵㈸㠷晡昷㘴㘷㈱㤱攸搴㑣㕥散㤷㝥戶摣㤷㈴㕤㐸㤲㐷戰慤晡愳挸㈰㈵戴㍦㜶㤴㈸㔳〴㍢㈶挱㥡慤㔵㝡昷㔲㑥㈶㉤晥挳㌶㌹㌲愴㥣戵戳昰ㅤ〴㈳㑥挹㜲敡挲㘲挸㔹ㄱ㝥〵㝥〵换ㄶ㠳捡㈵㑢㔱戳㉦㉢㙥ㄱ㔹搱搷搷㜶㤶㑥昱慤㐹㍡㘹㤱ㄲ愹摣㥥摡㤸㜲づ㙦㄰ㄵ㕤㤰ㄴ㉡㈹㙥愱扡〴㈲攵ㄱ㜶㕦挴㜴㈱㘲㡡搸㌸晤㌱㘶搳捣㡥㈳换晤づ㤲㘶慦ㅢ捦㐰搸挰ㄶ摤搹攵㜲愶㐰㌴㐸昷攰㝢ㅤ㠵搵㈹扥收㌴戳挷㤱戵㤸㍦㜴㍥愶㄰愲㐴㜹㠲㄰㘹㉤改收ㄵ㑢㕣㈳つㅣ㌰ㄱ㔴㥡慢〵愱攷㌰慡㌴㘲捥㝢捦㝡攱扣ㄵ㙣㈲ち㌵㙥㐶㠵攷㌷㠴ぢ敡昲㘱晢戴搴㜹㥢㥢愲慡㥢㈵慦〶搱戶㌸摦ぢ㠷㜲慣て戶愴㍣㤷㘷㌵愴敥捥挶ㄸ㐲㤳㈷㘲昸㕡改㠹摤㤳攷㥢㠷扥搱挶㡥慥㕡愱㉤㠶㑣挵㜴㉣ㄷ㑣散㈲愲〶搵〱㜳㜵挳ㄷ㘲㝥挴㍣敦㕢㔵摢㜲〵㤱〱ㅢ㤳㠱扡㡢㘲ㅤㄱ㠲ㄵ㡦昱㍦捦ㅤ㌱㔷㝤挳つ㌶つ〶ㄳ户て㌶㍤挹㤰㐸捥㥣戵摣〰慦㤱㔸㘴㜹搴㉣㙤㜸搷㄰慢慤㌹敥㜹㘳㌳攸〹慣㤰攸㔵㤲愸搱戲㕡㌶慢ㄵ戲㠵㙥昱挳〳㜹㈶㜳〲扦晤捣㈴慥㌲㌹晡换㔳戴㌷敤晡㈸㍥㐳㍢㥤㜳ㅡ㐶攴愸㕥搹㤷㉡㠵挹愹晡ㄳ散昳㈴戲挵昳㤷ㄷㅢ㔱戹てㄳ慤捥搱挱㥦㈲攲㈵㔵搴㘳㈰㜴捦ㅤ㔰㤴挲㍡ㄲづㄸ㄰〸攷㔳㉢昵つ㥡ㄲ㠶挴㜷愰㔱㕣㐰㄰㘹搸扣㘸慣〹ㅢ愱㘸挷〸て愸〷㕡戱㡥㘱〷㔱摢㥣攷㌸〶㈹㡢㔴㔹慡ㄸ㈴攰㤹㕡攸㉤㔹慥㙥㈲㤳攴ㄷ㔵ㄹ搷㔱㘵㕣㤷㔵挳收㈵㐶〵㘵㤹㘳㜹敢㠶㙦㠵ㅢ㡥㔵㈹昰㠱㤱扢㥥㈰㐹昰㌸〵㙦㥣㘲㤱㌱搹㘲捣㕦㠶挵ㄶㄴ㠱敤㈲挴㈸户㡥搸〷攱㘶戵㍣㝥戴㉥晤㑡㤰㉦搲㐹慡㍦㠵搱㜲昲㕡〴㈴㡥㑣㌷攲换ㄷ㌷㕥㐳㡤㜲换ㄱ敢㈹㈴〲㠷㘰㐲挶搳扢㥤㌷㉦扢㔶〸散ㄱ㘳ぢ㔶㌸ㅦ〰攵挸㔰㤴愷摢㍢㈵㔶ㄳ㥤愶敡㑡攱摥昶愶㈶㉤㜱戴扤㍤愹㌶ㅥ摣愱㔹㈹㤴㠴ㅥ搹つ㐸㉡㤶ㅤ收搸㑢㥡㐶㤳㝡㍢㔶㌶㕡㥡搷戴戱敦ㄴ㈲ㅦ㐲㉦㐹㥡挹攸㘷㈵愱㈰挶㑢敡㠰㡡愲扢㍥㥤㍣ㄲ挱ㅡ㥡〰㠳㔴㔳慡㙥㈴㡡〶㉥攲挶㐹㔵っ㐶㑦攰敦〳㔱㜱戹ㄶ㌶戵ㄸ搷挷愳㤶ㄹ摢㕥㜶㘱㈴㔴っ扦摡㈳㉣㡤戵㈹〵㈳戹戳㕢攵慦戶㌷挱㠸ㄱㅢ㌲㈲㤲攲〶〶ㅢ㠲戹ㄲ挱㔴ㅡ㘷㈳摣敡㝡㜵㠱㑦㑢挲㜰㈵〶㑡㘱㜵㕥㙣㐹㉢慣㘱挸㡦换づ昵挳愲㤴愳扡㌹戳ㄶ㐰愳㠷㤴攳㔱㐹㌲戸㙥㕥愲㔷ち昷ㄷ㈰㜶愳搲㑡㈵㐴㔴户㍥〰て〶扤㠳ㅤ散㠸㡡㥡搰㌸愳〴捤愷㄰㙥昳㈲挸㍢㕤㘲ㄴ㠲搴㤴改㥦攷戴户扥捤昴㤳㜳㤹戸㄰㌱ㄱ㈳㕤㈹挶〳㤰㥢っ㑡㤲㡢挶攳㔸戹㤲㙣㔲㘸つ挷㜵戴㌰㐶㘸昱昹㈱㉥昰㌰㡣㌵㑡戶戱㜱挱㉤戴愰㑤敤敤〳收愲㕢戱㙢㔵㈱㔵㜱㉣慢愵㐶敥〹㝣挹扢㝦㡡㥢㔲昶㈵摡㤴㐵㥣愴戸㘴㈲愹㝢戳㕢晦㌴扡㑢㈱㠷㌱㤴㙣㘳散㌱挵㉢㈷㘳㘱㙤㔷ㄴ㘸ㅥㅥ㙣摣㕤㤰昷收㈰搲摡慡㈸换㉥攲㉡㕥㍤㠰㉣戹㉤〱㜶搱扢攸搱㘴㑦㔴㕤戰㔴㔵㑦攰〸敢㔴〲㉦㥦㠷㌱搲㈵㜷㜰㤰捣㡤㈸戰㝢攳㌵昹㤸戹㜱㉥㌲㍥㌴㠶㜷㜹〸捡㘰㔷挱㐸戴户戳つ愳㕢㘳攰㤷㠶户晥ㄹ㘴ㅡ㈳挰㌴㘸〱愹っ㥣㔹㤴㜷㌷㜰ㄸ㡢㑣〹㡥㈶攳愸っ㔱㡥挳㕦て愴㠱㥢㜸㡥㕥昵愰㠴挲〹㜹㈷㉣扥㤶㌸攵攰〴攴昹㠷㕢㉡㔷㡣㄰㌷㕦摣㈳㉤搵㌳搵㉡捤㕤戸攷㝡〲慢戸戵愱捣搱㠹㤶晢㔸㜲㑤戴敦ㅥ㘸㘹㠸敥〹㥥㤸㉦㕥㌰挲捡㐶㈹摣㔶㜷戶扡㈵㠹摣㙦攰㡥搸昱敤戴㤹晢㕤摥㐱摤攲摥て㕥㜵扤㙢慥㥣㔷㉥攰㠵㍦㕡戱晡挰〰㈷㌹㤸昹〰㍦㌲㘵㌳戹㕦㘳挴扤㑣㥢〳㌴晣㈳ㅣ㐷㈶㈵つ㈶㔱㑥愱ㄳ搸敥昵ぢ〳愴㤳㠹ㄶ㍡㤱㠲㘰㥦㔰摣昵㡦㡣㔰戴㕦〱慤㈴ㄶ㜵㈲挷㥥扦つ搶搷㝥㠹ㅡ㈲ㅣ捦㤱ㄸ挹摤㠷㔲ち敡愴㈰㡦㙥㜷昰㉥挸晦て㤶㘲㙥摥㤱㥤晥ぢ捣慣扤摢㡡愲愳㐴搱㉦摡㔱挴㌸散㑤㐵扣㌹晢晤愳收挷㝥慢昷㝦㜸搴晣㉣㌰捣㈴慤㌱挴搴ㄸ㡢慦ㅢ〳搹㌶㘳攰㈱㌴㑢㘳攰ㄹ昶㘱戸㕥ㄹ〳㤱户㘳〹ㄵ扢ㅢ〳っ攲愵㤸㝣㠹㤸㙡挲㠱挱戳搶㘱㠷㥥戰ぢ戸㕤㉢〲〴敥愱㥥㠲㌹昸㥥㙥㙦慦㕥㌱㝣挳㌹㈲敢捦晢〲㙡换㕦挵㜵㙤搹㠵㍤敥摣戱㐵㜶摡挱㉢ㄱ扢搳昷㍤㈷㝢扢愴づ㑣愹愴晣昴㕡㐱换㝦〸㥦㠸挶ㄳ㐲收搵㠹㥦㥥晦换㉢㙦㥣攳戵戴㠸㔶㜳㡣〳㜷ㄳ㥢愷攵㠰攸㙤攲㐶挸㈱㝥㝤戳㠴捦㤰慣㑤㕢捣ㅡ扥戴㜷〲摤㠹㡢㡡昰ㄲ㠴愹㠸慦ㄷ㡣㐹㕣㜰㔰挶㘴戱挵戱㈹扦㕥㤲捥挰㘲㘲攲搲㝢ㄷ挷〷戵㡥㉡慢㑢扢㌲昷㌳㈸㥤㥢㥣㐸戳㍤挸昳㈵㤳愶扤搳慡搵㑥㔳慢㐹㌳㔱㥢〲㐴㉣愵㄰㘸㈰㠵㈴㡦㉣㡣晣㑢㈹戵㠲㐲慥㠸㉣㈵㠴搶ㅡ换攵挹㝦㕦〸㠸晡敤扥㉥扦㔴挱㉥〲㡢戱搷扤摢戳㉢慤捥㔸㌵㌱㈶㉢㑦ㅦ捦愱㈰㡦㈹慣㘰㤰㔶搶㕥㐲㈱㑥戹攳㈸敤搹昱挴㤷㡣㌸㉡挲愶ㄸ㍢攷搰慢㌶攸㍣敤搶㜰挵〳㝡㈶㉦ㄵ㠶㝢㤰搵㌸㝡捡㘰㥣〲ㅤ㔴㔵捣㐷㔵戱摥㘹㈸㙡㠲捥㜲㡦攰晣㠹㈸ㅦ㍦〷㘲晢㔴㘳攸㐳慤㉤搴㜱敥〰ㄶ挸㕦搸㕦㐷㔳ㄸㅢ㙦㈵挷㐰挲敥〹慡愰敥㠰㤷搰㐵摡昳㥡摥㈸昲㕤㥡挶㘰㜴捣㔹㝤敤晡㥦㘱㙡挹㔹慢㠴㘶扣扡㐹晦㕦㐱挵慥晡㕦㘳㤰㑤愲散昹愸挰㠷ㅣ㈳㈵扢〶㘷戸㈳昰㘱㈳㑣㈳㡦挰扡㉣㌲戶慤㑡㈵㝣㥦慡㥡愵〴㠷㠷慢扦昵づ㐴扤㉦㙤摢愱㡥〲㤰㔱愰摣㡦㈱㠲㍡昶攷愴摢捦戱昹捦愱㝡㘲挹慡昸㕥攰㤹攱㘴〹搱摤㐹㝥㘰㘶挲收㤹搱摥㙥ㄵ㙡て㘰㈷㠶㕦㐰㥦愵㘵〸散㘷㐵昸ㄱ〵ㅤㄹ㐲搸㕢挸㠲摦ㅡ㡤㈵攲㐸㔴づ挱㙤收㜳㌵挳挶攷愹换㜰㙡㠶慣敡〹㕤愷㕣换慤㌷㌱戸㜳戸㡢昵っㅣ㍦挲㉥㈲ち㈶㤷昰挲㡢摣搶搶㍤㘸㠶㡤搶ㄶ㄰戲㍢攷摡㘰敥㐷㐰改摥摥搲㑣㌱㝣㈷扦㍡㔶㡥て㍡㐶昷敥㠵攵㐸攳㈰昱攸㜳㙤㝡扢愶㙣昸挸昶㄰攱㝥ㄱ㕤戵捦㌰挳慦晥昹愸挰〷㡤慥扣愷㔸昸〱㤶㐴摡㐷㌹㤳晦〲戲捥〴晤㝤㠰㌵戹〷㐸搰ㅡ㑦ㄵ愴挰㐱敤㝢㘸攷づ搵㔷慡挹㤳〳摡昴ち戲㌸㘹㍣㌹挸㜷㝦〷挰昵㜷ぢ搴㜶㝥昷㕢㍢扥㥢㍡㕦慥㉤㌹晥㔸慣㌳昴つ㌴敢ㄶ戳㤷㤸㕤㐵㌶ㄶ慢㡥㔱㑡㐳㡡㤸扣㡡ㅤ扣㝢づ㘵愴摦㐷㝦摦㍦昷摥㙦㤹晥㜱㑥㤳昲て㑤捤慢愰晣㤳慢昸㔶㜲ㄵ㉥㙡㍢慦攲㥢㍢慤㘲㡣愲㤱㌳搱㌷㤱㡤昴㘹ㄲ㙤㝣㙥㕡ㄵ搱㈷愱㝣〹㌵ㄶ㌷收戸捡㤴慦㜲愴捤挳㕢㡣昴挴攴㤵㉢㌵慦㌴㕤挱㠹㝣愸㍤挱昰㤱昷扢愳㤸捥㜷ㄹ㥦搷摥㡣㜷晤挲㠵昸㤳愷㙣ㄴ㌱〲搶㤵㤵㐹㉡攱㐶㙡摦㠸㠱摦昹㜹挳攱㠹〶㈴㤰㠶〲㈶㌵㐹攰慦挷挰㈷昰㌹㤵㠴挹㌰晥捦昴㝥っ㑣慡㤳挰㕦㡢㠱晦㝥攲㐸ㅤ㌸㈶戲㐸㌴㤰〲㔲散㔷㘹搱㈷㍥慤收㐱㌹㘷㔲㈷づ㤹慡㥡攲㔰〶㝥㙤愹ㄵ㠷㜱㤵挳挷挷捤ㄷ㜱㌱〹ㄷ㌸㈰㌹搵晦㜱戰㠸ぢ㑢昳㐶㘸攰摢攵㉤㠴㡡㝤㕤㍥戱㜳摥㕣昶㔱㌱㘰㉥〶㌸㈷㔵㝢㡡㐴愰攲晢搵晥敥攲㔲㑦㌱〷ㅢ晢ㄱ㠷戸戲扣〱搲㥤㐶㤰㘱㤱㝥敤慢㌱㘶㌳慦㌷㘸㐶摦〶㜲攰㘵㐱捥挲愰ち愱㑣昰㐱㈳ぢㄳ搵昹㔷㤱㡤挶晦㠹挴攴㤶㜴㜳㘴戵㌷攲昱㤲㤴愲㝦㤱ㅤ扥㠴慣て晥㔵㉤愲戳愶㜱㜳㝣攵㥥搷捥㤹㜵愹㔸㕥㐷㔷㡤昳攱ぢ昵㉦昳改㜵㘶㝣㡡攵ㄲ捡ㄹ㑤㌶戵搶づ晤〷㡣昹捦㡢","㜸〱捤㕣〹㝣ㅢ搵㤹搷㤳㉤搹㑦戶㘳㐱挲ㄹ㐸ㅣ㥡㠴挳㠹戱攴㍢㈱㠰㡦ㅣ㑥攲㕣㑥㐲ぢ〵㌳㤲㐶戱ㄲㅤ㐶㤲㤳㌸㤴㜳㔹戶ㅣ〹搷慦㘵㑢㥢㄰㡥㐲㌹㑡㕢慥㜲㙣摢つㄴ㑡㔹慥㐲㑢㈹㉤敤搲㡢㤶慢㠱㉤㙤㕡戶㘴晦晦㌷㌳搲㔸㌳㜶〲㘵㝦㍦㈶搲攷昷扥敢捤晢扦㌷㙦扥敦捤㈸ㅥ攱昱㜸昶攲攰㕦ㅥ攵㉣ㅣ搱㍦㤲换敢愹㠶敥㑣㌲愹㐷昳㠹㑣㍡搷搰㤹捤㙡㈳㑢ㄳ戹㝣ㄹㄴ晣〳〹挸㜳扥㠱㕣㘲㡢㕥㌹戰㔱捦收愰攴昳㜸㉡㉢愵ㄷ昲㑡昳ㅢ戴㉡㤲㔶戲㥣〴㕡ㅥ改㈷愹㈰愱慡㤴㈴〱㤰敡㉡㤰晥敥慥攵㤱昵㘸戸㍦㥦挹敡戳敡搶ㅡ敥攷戵㌵㌴㌵㠴ㅡㅢ㕢ㅢㅡ㘷搵㜵て㈷昳挳㔹㝤㕥㕡ㅦ捥㘷戵攴慣扡ㄵ挳㤱㘴㈲扡㐴ㅦ㔹㥤搹愰愷攷改㤱挶愶㠸搶摣ㅥ㙡㙥㘹㠹㜷㜴戴㔷㔷挳㜱㕦㜷搷㡡慣ㅥ捦㝤㑣㉥㙢攸㜲㜹㜷㔷挳㌲㍤晦㌱戹㥣〰㤷换扡扢㝡㌲㈹㉤㤱晥㜸㝣晡〸㝤㑢㡦ㅥ㑤㜰㡣㜴㍤㥢㐸慦㙢挰㐹㡦〲ㄹ戵戶㠶捥㕣㙥㌸㌵挴攱敥搶㤳挹㔵㝡㕣㡤㑤慡㈷㤷㕦愱㘵㔳戹敡ㄴ挱搳戳㝡㍡慡攷㈶愴收㙦㡥敡㐹㔳㌱㔷㤹㕡慢㘵㤷㘹㈹扤㥣㠵摡㤴㌱㝥扤㌱㍤㥤㑦攴㐷㙡㔲㙢㜲晡㉡㉤扤㑥愷㡡㉦戵㜰㌸ㄱㄳ攵攵昸㜸捡㡥㜶㍢㌳㌵㑡㌸㥦㔴昷愰㤶捤慢ㅡ挷㉦攴愶㙢㥢㉡慡ㄷ愳捥㡢搳愹慥挴㡡㈳搶㥦㐸㉤搱戳㘹㍤挹㐶㌸㡥昵㈵㑡ち㈰㘳ㄸち㐸㔹摤攱㈰㠹㉡昳ㅡ㘱㕦搸㡡扦㤶愴㝢㌸㤷捦愴㘴㄰㘵㜹〰ㄹ〷㠲㔴㜷㘹㌹扤ㅢ摦昹昱㜸㤳㥣㐸搹㈴㄰㔱晥〶㉥扣㔲㍦摥〱捤㍢㄰昱づ㐴扤〳㌱敦㠰敥ㅤ㠸㝢〷搶㜹〷〶扤〳〹敦挰㝡敦挰〶㔸㕡㐷㘵㐵㠵搷㍣㉥㝣昶㥣㡢戶敦搸扥晣㠲戳愶㜴扥㝣愵攷㘲挱㙢㑤㕤㜴㍣㉦㜹〸挹愱㈰晥挳㐰散㈷搴㉣て愷㙣㌲㠸㄰扦挵〹昱愴㥥㌹昹敡改㙢㡥㝥㜸昱ㅤ㤳ㅦ晢昳昹㕢ㄷ敦ㄴ扣㘸㡢摥愶搰㘲㉡㠸扦づ挴敥慤㔵㑥愳散㈸㄰㈱㕥㌱扤㈵㍦晦捥攱㑦摦㝥挶攲敢晡㥥㝢昸戶㔷扢㜶〸㕥晤㐵㙦㌳㘸㌱ㄳ挴㝦㌴㠸摤㕢扢㍣㠶戲㘳㐱㠴㜸搱昴收搹㝥搰挹愷㙦慦敦㝥昰摤捥㍢㘶攷摡捡〴㤷㤱愲户㔹戴㤸つ攲㙦〰戱㝢ぢ挹攳㈹㙢〴ㄱ攲㔹搳摢晣敢慥㜹敦敢搷㝦愵敢收摢捦㜸敤摣昷て慤ㄲ㥣昳㐵㙦㑤戴㘸〶昱户㠰搸扤㠵㘵㉢㘵㙤㈰㐲㍣㘱㝡扢挱晢㙣换昱摥摢ㄷ摣昴搴て〷捦戸扢扢㐷㜰㘱㉢㝡㥢㐳㡢戹㈰晥ㄳ㐰散摥㕡攴㍣捡㑥〴ㄱ㘲㤷改敤㤸㤷㙥㕥㍦昹㡢改敥晢㝥晦攳戵慦敤㙥摢㈵戸㐲ㄶ扤㜵搲愲ぢ挴摦つ㘲昷搶㈶㝢㈸㥢て㈲挴㐳愶㌷敦㔳扦㝢攱㔷㜵扢㤶摤㜶挰㤶㝢㘶晥㉤扣扣㝡㈱挴㉢捤㔹摣㤳搵㌶㘱㕤㈸慥㌸攱㠶㐶晥摢昷㐲㡢㜵㌶摥ㄲ㙦㡢㠷㐲戱㤶㐶慤㐹昳㜱敥敦敦㐵㑤摤敡昸㈹㠹㜴㉣戳㐹㕤攵㐷愸㑢愵㜰搱搷㥢戲慥捣㜰㍡㤶㥢散㉥散捦㙢㜹晤昰㔲㔹㜱攵㜰㤸昵㘳つ搴㜳慡扤㈹愵㘶㙢戵攴戰摥戹㌹㘱㠸㡦㉣ㄱ㘳〵捣㐴挶㤶㉥挸敡㘷ㄵ愴㡥㌳敡挴㥤㜴愳昲敤攸愵㈱㌲捥慢慥㝢㌰㤳搳搳敡昴敡㔳㉢ㄲ搱つ㝡戶㕦攷㝤㔸㡦愹慥ㅥ㐴㤱戹っ搷㉦㑦愳愳㔸㔸㘳㐷搹戹昱昹㥢昳㝡㍡愶挷㜰扥㐳㝡㌶㍦戲㕡㡢㈴昵㠳㐷愹ㄸ㙤㐲㜰搸㈸昶㠲㑣㜴㌸搷㥤㐹攷戳㤹攴㘸㐹㘷㙣愳㠶愵㍦搶㤷㠹改㔸戹换㜹㜸㠴愷慣㑣〸捦㜱㙥换㈷晤收ㅡ搴㐰搸㠶㤸ぢ昹愱愳愷㕤挳㉡昴づ扤㐸敡㥣㤳摥改晢㜰愶晣搲捤戱㘳㉢摡晡挴愰㠵摡挷㡣慤慤捥戱㌰㜲晦扦捡㕥敦㐴戳昷昳㌷攲昶戸㐸㑢挷㤲㝡㜶摣㤰㑢昰㡣攴㈲㄰摦户㜱㌵㡦㠹ㅥ搷㝣戱㔹㡣昸㌶㈵㘲昹㐱晦愰㥥㔸㌷㤸〷て㘱㔹㘵㈵愱㜵ㅣ㜲㌱㔸㜲〹挹㔲㤰㐰挰攳敦愳㤲㍦㈰㤷ㄹ㜵ㅦ㙦㘳ㅦ晥挶换挰㑦慡ㅢ㍤㐲戲㥣㉦戵㈰㤳捤㤵㤵戹昵㜲㤱㤶ㅢ捣㜳㝡㡥㉢攴㉤㔶㉥㈷㔹〱攲攳㑤㜴㥦昷㜵摥昹捡ㄹ扥搴愴㝡昴戸㠶㠸㔱㕤摤㐲昳愵㡣㌸愴㐷捦㐵㈵〳㤶㕥㕣㉢㥢晤㈸攱攲慦㑥㜱昶敢㥢昳㍤㕡㕥慢㐸㈱昴挱㈸㐹㈸搵㉢㉢愳㐴换ㅡ挵戳慣〳㘶つㅥ㠲慡㘸昳㔲愵ㄸ㠶㈷㕣㌸戸㕥㍣㘵㈶ㅤ扦ㄳ㍣㜷㜴挲㕦㍡搱㐷㠷㌰㠸慣㘲ぢ昵昴敡㤱㈱㍤㐷昵㑡晦戸㔰㤶㕥㕥㜴戶㍣ㅡ㔹㤳㑦㈴㜳つ㌸搳㠵搹捣昰搰挷改㠷扥攴㑡㄰敢昰摤㠵㔹扣晦㝤㘲㑡㔲戱㤱㘳㌳㌰攰愹愴㌷㜲晣晤㈰昶扢㕥㤳散〳〷㥥昷攲㡦㍡攴ㅡ晣〹㐸㉡㡥㈱昳㌱㄰晢㌰戱ㅦ〳愱敡ㄴ攰㕡㥤搵㔵㌴㕢愹㉡㠰扥㈶㜵㑡㈶扢㈱㤲挹㙣攰攴㥡愰㙡戹㐱㕤捦慢〸搱㡣㠸㔵攴㉢㐴㔹搹愸戰捦ㄶ㑡㌲戶昴㝦〶愴愶㌳㤹慣戳㍣收晣愷㠲㔵㠶㔸搵㝦ㅡち昵㑢扢扢〷晡昴㔸㘲㌸搵㤷㐱㡥㔴搷搸㌶扢戱㘵㜶戸㌱ㄴ慥ㅢ㔲㜹㤰挶㈸扥㘱㜳㌲㤷ㄲ㌷〳㄰挶㜴㑦摦搷戰攸扢改昳ㄷ㕤昹攵㜳扦㝤搹㈳㕦㕤㈳㙥㌲〵㡥搰㤱挱㈲敦捣昲っ㄰㜱〳搴戸敡愰㍣晡㤰㘷愲㉥㌵㤲〸〸搶づ〵㌲㤶㡥㤸㔱ㄵっ㌸戹㝣㐸㥤㈴づ㈲ㄸ㙣昲攲㤵敢㐰慣㐳晣㍢晣㜳㑥愸㜱㑤㠰㙤ㅦ搷㘶攷搸㌱〸づ㐸㉡㡥㈱ㄳ㡣㘷㌹戶㤲㔸㑡愲㈷㠹㥣搸㠶㔶㕣搱搸㙡ちㅣ愱㉦㠳㕤㠵〶㔷㔲㜱ㄹ搴摣搱搸挸㌶㌶㤱㙣〶戱愱戱挵愸ち〶捣ち㡤戳愹昴㌹㄰㌱つ㐴愱㜱づち搶㈱㉥㐴ㅢ〵㌴捥〳摢㡥㐶慢戳挷ㄷ㐰㈵㈰愹㌸㠶㑣㌰ㅥ㜷㐳㘳昳㔸㘸㙣㌲〵㡥搰㥤挱扡㐲攳㔲ㄴ挴昰㤸㘸㕣捥戳搹㑡戲つ挴㠶挶㤵㐶㔵㌰攰㔷㘸㕣㐵愵慢㐱〴㠳㝤㠵挶㌵㈸㔸㠷㐸摡搱昸〲搸㜶㌴摡㥤㍤扥ㄶ㉡〱㐹挵㌱㘴㠲昹㠴ㅢㅡ㤱戱搰搰㑣㠱㈳昵㤸〵㑦ち㡤㥤㈸㠸〱愸戹捦㡤ㅢ㈱㤶㌷㤱摣っ㘲㐳攳ㄶ愳㉡㘶攳慦㐲攳㔶㉡㝤つ㐴㌰㔹㔱㘸摣㠶㠲㜵㠸戵㘸愳㌰㌷敥〰摢㡥㐶挸搹攳慦㐳㈵㈰愹㌸㠶㑣㌴㐲收㠶挶㔲戳搳㡥㜵㘳㠹㈹㜰愴㑥㑤昰愴搰戸ㅦ〵搱㍢㈶ㅡて昰㙣ㅥ㈴㜹〸挴㠶挶㝦ㄸ㔵搱㡣扦ち㡤敦㔰改扢㈰㠲挹㤶㐲攳㝢㈸㔸㠷㌸搹㡥挶㉥戰敤㘸㠴㥤㍤㝥ㄴ㉡〱㐹挵㌱㘴㠲昹㥣ㅢㅡ慤㘳愱搱㘲ちㅣ愹摦ㅣ㜸㔲㘸㍣㠵㠲㘸ㅡㄳ㡤㘷㜸㌶捦㤲㍣〷㘲㐳攳㜹愳㉡收攲慦㐲攳〵㉡晤ㄸ㐴㌰㔹㔴㘸晣〴〵敢㄰挷搹搱昸㈹搸㜶㌴㕡㥣㍤晥ㄹ㔴〲㤲㡡㘳挸〴昳㔱㌷㌴敡挶㐲㘳慡㈹㜰愴慥㥤昰愴搰昸㌵ち攲㐸愸戹㕦㈹扦攵搹晣㡥攴昷㈰㌶㌴晥㠰慡晦㡦㈰ㄵ〸㜵㜴㙣昹〵㠴攸㐲㔵㈱昳㍡ち昲つ㄰搱〳愲㤰㜹ㄳ〵敢㄰ㄳ搱㕥攱慡㜹ㅢ㙣㍢㌲㙤捥摥敦㠶㑡㐰㔲㜱っ㤹㤸て㤹ㅢ㌲搲〴挰㜱搵㔴㥡㠲搲㌴摣挷戰晥㐳愴㑦㔵㍣愹昸摡㠴扥㠹昱摥㠴㌸㜶搶㡣㑤㈷㐶ㅤ㌵昱㥥捣戲㑣扥㈷㤱ㅢ㑡㙡㈳ㄳ攳㘶攱㤴㐱㍤㡤搴㌱㡢っ戲㠴㤷ㄹㅡ搲㘳㌲摥㥦ㄹ捥㐶昵摥㥥㑦㐲㙡㠹晥㘱ㅣ㔵㔶改ㄵ㌸㍥㕡戶㠴㡤て㠱改㠳挳攳㘳㡥㔳ㅡ昴慡晤㍤㕢㠲慡㡡㥣愰戵㐵㐴㔷㈷昲㐹扤㉡慥㤲㐳㔵慥㡣〳㐵攴攳戱㡡昸敡㐱挴㝦㍤㌵昱㠵搹㐴㉣㤹㐸敢ㅣ㡣㐹㠶敡㔲㝤ㅤ㜲敦ㄵ㤹㕣㠲㐱㔸㑤㝣㜵㔶㑢攷㠶㤸㐶㐴㐷づㅣ㔵㔳昹㠶㉦摥㤵㐸攷搰㡣摡㍡㘴戹㌶摥㍦㤸搹㠴捤昷攱㔴㝡愱㌶㤴晢㐴㡣㡡攰戰愸㐳つ㡤昰ち慦㔷㔴㝡㉢㍦敡昸昸晦〶㘷ㄳ㡤㑥搷㘱㥥收戳㠹挸㌰〱㔳㙤㠴㐱换㐹搴ㄸ㝡㝣㑢㔰㉡㑤ㄸ㙣㐳㔸㤲敤昳㕣㐷敤㔶扢㈶㥥㠵㈷ㅡ搵㔰㤷㝦愷捤晢㈰扤ぢ搷昴ㄶ昷挱晥㤹㘷づ扥愵㜰户摦扢づ〷㐱㜹㠲㌱㠳戸ㄳ挱〹㠵ぢㄳㄳ㠱戵搲㔹ㄹ㠸㉢ㅤ㑥搰〹挵攲〲㈴慥搵昱愵㕡㐴㑦㈲摦㑥㘹昹〹㐶㠵ㅢㅦ㈹㉤㤹㌳㘵摤㤹㔴㑡攳㡣攳㍥㕢㝦㔴㑢敡㤵昱捥攱㝣愶㉦㤱㤶㜱㄰㌵㉤㑤㤶戶ㄹ㉣㙤戳㤱ㄹ挷㔷㜱ㅦ㑥㤵改㉢戳㑥换㈶昲㠳愹㐴戴㤲ㄵ敥㤵㝤㈲愶㉡㤶㡦㜲㠰㘹ㅤ搶㔲㔲㥡㙡ㅢ〹㉦㐶扢〱扢㔳㠴㡥愳㡦〹敤ㄵ㝥晣ㄳㅦ㜱㥢〶ぢ㡦扡㘷挸㝦挰㥢捦ぢ挲㤵㐸ㅤ扢慤愷㙣扢捦〳㐷慤㑤㘲ㄹㄵ昰㤵ㅦ㠰㔰㥢摦㜲㙥㜴㡣㥢挳㔷㐰㈱戰㌴愳挵ㄶ㘸㔱㈴㠰ㄵ收㈳戲㑡っ㉤㔷㥡㙣㤰扢㉡摤搸愸挳〶攰挶㐴㑣捦㔶㤲搱㡦愷㜵攵摣㡦昱ㅢ㘳㠸㤴戲捣攳昳㔵㔵扡戵搵㙢昹㥡㙥愶愷昶愷㠱扤づ晦㙦慥㙣㍦㠹ㅤ〹〴搴ㅤ㙡㉦㡡㤲㍤ㄳ㉢㔰㘲㝦㑡ㄴ〸㡡昴㠲昸㔶㐲㔸㍡㌶愳㌷㌸戰つ㈲愱㔴捥㕢㕣㌹户㕥㉡戱㑤愱昶㙣㝣慡㈳㔵戶扤ㄶ扦戱捤㔲㘹㍤戵昲昷㘳㤶敢戱㠰戱搲㜰㑦㠷㉤㝢扤㜸昴㔴改㉦摤愷㜶㌴ぢ㘷愹㝥㕤㙤挲〸㌷㤰ち㙢㐸つ捥捦㕦〶捦㤳㜸㈵愱昱〱戵㜵㙣㍤昴改㠳ㄸ〱〰㔱㔱㐷㈰㈰㝤㔰挶㠳㔰㔰戱〶㈵ぢ㈲捥㕣ㄳ挳ち挸㘴㈵ㄵ捥〰㤳㜱㠲敤慥㈶捥㐴㤵㜷㌶㡦㕦㐲㘵㝦㔷㔲愱挱㠲慢愹っ搰㜱〴㈵慥㔲㠵㔹㕢つ敥扥㘷㙤㡣ㄶ昸捡ㅡ㔰㙢搶ち㘶昹㔶㌷㈸㌵扢㌱〱㘵㔹ぢ㈲戸〳攰愲㄰愴挲〱㔴攰愶〰愷㠳晦㐰搴摣㤰㜴敥〵〰挹㐹㔰昶挸㠳攸㘰㠳慤〵ㅢ㤲〷㐳㈶て愱㐲ㅥち愵㐸㌲㜳㌷㤰㍣ㄴ㉡晢㡤攴㈶㤸㈹㈴て愳㘳㈶晤愳㤰㥣っ敥扥㤱攴收〰ㄴ㍤昲〸搰〲㤲摣㈱㜰〱敡㐸攸挸㈹㈰㠲扢〷㉥ち㔳愹㔰㐷〵㙥㈸㈸㈴愷愱收㠶愴㜳ㅦ〱㐸㝥ち捡ㅥ㌹㥤づ㉥戰戵㘰㐳㜲〶㘴㜲㈶ㄵ㉥㠵㐲㈹㤲㤷㠳㘷㈰㜹㌴㔴昶ㅢ挹慤㌰㔳㐸ㅥ㐳挷摢㔰ㅢ㠵攴㜱攰敥ㅢ挹㉢㘱〶㐵㡦慣〷㉤㈰㜹ㄵ㌸㉥㐰捤㠲㡥㥣つ㈲戸昳攰愲搰㐰㠵攳愹㜰つㄴㄴ㤲㡤愸戹㈱改摣㠳〰㤲㘱㈸㝢㘴ㄳㅤ㕣㙢㙢挱㠷戲㜹㔹㌴㐳㈶㕢愸戰ㄳ捣㔲㈴㙦〴捦㐰戲ㄵ㉡晢㡤㈴昷ㄸㄴ㤲㙤㜴㝣㌳㙡愳㤰散〰㜷摦㐸㜲㔳〲㡡ㅥ㌹〷戴㠰㈴㜷㈶㕣㠰㥡ぢㅤ㜹〲㠸昸㥡扢挲㍣㉡㥣㐸〵㙥㘴㈸㈴㜹愳㜰㐳搲戹㝦〱㈴㍢愱㡣攷㥣㜴挰捤っ敢ㄴ㙣㜳戲ㅢ㌲搹㐳〵㙥㍣㤴㈲挹摤〶〳挹昹㔰搹㙦㈴戹㍦愱㤰㕣㐰挷摣愸ㄸ㠵攴㈲㜰昷㡤㈴㌷㌴愰攸㤱扤愰〵㈴戹慢㘱㜵㠳㔲㜳㐲㉣㐶㔹㉥〱ㄱ摣昱㜰㔱㔸㑡㠵㍥㉡㜰ㄳ㐴㈱戹っ㌵㌷㈴㥤㝢ㅦ㐰㜲〵㤴戱ㄱ㑦〷摣〸戱㕡戰㈱戹ち㌲搹㑦㠵愷愰㔰㡡攴㌳攰ㄹ㐸慥㠶捡㝥㈳昹㉣捣ㄴ㤲㙢攸昸㌹搴㐶㈱㜹ち戸晢㐶㤲㥢㈱㔰昴挸㑦㠳ㄶ㤰攴㡥㠸搵つ㑡㑤㈴㍦㠳戲㍣ㄵ㐴㜰户挴㐵攱㌴㉡㝣㤶ち摣㐰㔱㐸㥥㡥㥡ㅢ㤲捥㝤ㄳ㈰㌹〰㘵㡦㍣㤳づ戸㠹㘲戵㘰㐳㔲㠳㑣㐶愸昰㙢㈸㤴㈲昹㕢昰っ㈴愳㔰搹㙦㈴戹㉦愲㤰㡣搱㌱㌷㐸㐶㈱ㄹ〷㜷摦㐸晥〱㘶㔰挴づ㍣㘸〱挹搷挱戱扡㐱愹㠹攴㈰捡㌲〱㈲摥㜰㔷㔸㑦㠵つ㔴㜸ㄳちち挹㈴㙡㙥㐸㍡昷㔹㠰㘴ㅡ捡ㅥ㤹愱㠳摤戶ㄶ㙣㐸づ㐱㈶捦愲〲㔳㌴愵㥥㘵つ㤵㌲㝣㝤㡣戳㑢挳㐷㐷㘸慦晣挵ㄹ攴昷攷㐷㤲㐸慣㔸㘴㌸㘹㤴ㄸㄸ〷ㄴて㐱㙥㈶㡢㤷攰捡㑢ㅦ戲ㄶ㙣ㄷ愲扤慡㐹㈵て戰㤵ㄹ㈵捣㈱㝣㕢㍦㜰㍥愴㉤搸昳挴㡢㑦戳㘸挳挳㥦〷㝦㔲㕦㈲㥡捤攴㌲昱㝣㕤㍦昶っ敡昸㐲〰㘲愶挶㑥摦㘵昰攸摡㈶㍢㔶㥥㐶㐷㝣ㅢ昹㠰㉣戰㈱㥤搹㤴㔶㘷攳换昱扤〸戶㈶㉢㉡搸㑣〰㕦㜵㝣ち攰〵㤹㙦搰㔸㙥㠴㡡摣〴㔲攳つ㌲㍥愵㠵㝦㌳攸㡣敥慥敥㔵〳ㅤ敤㝡戳搶ㄴ㡦挴戴㘸㜳㜳㕢㝢ㅣ搵㔰㕢慢愶㐵㕡摡愳昱㘸㈸ㄴ愴〱㙤攴〸㘸㤰挱戵慡㙤㘱㡤昱扤慡㔱收昳㠱散㙦挴捤㔳ㄳㄱㄱㄵ㌱愱㤷㔷㔴㠸ㄹ㈵て敦ㅤ㤱㝡攱改愷摦捦㔸摣㜷ㄱ㄰摢㍦㈳㥥㘰㜱㐰㘸ㅣ挴㔷㥥〳扥㍣ㄷ㈴㠰㙣搰散挶㜹㈸昸㈱攴㌷挸昰㥣㌳搰㝦㍥ち〷㜴㜷つ㡣㝥改捤㝦〱搸搵㘰慢ㄴ〵㙦搳攵晣ㄷ㠲㌳〱ㅣ摢㜶㐵㤰昱㍤扤挸㝦㐱㐱扤㌳愶摥ㅥㄳ㉡㍣㈷晦㘲昰昱㔱㑡㠲攱㌹㈷扣ㄸ㐱昷㌸捤㔰昶㐸捥ㅤ㑥ㄳ戱〹ㅣ㑥㤵搱㐳捤㈰㕤つ昵愵㈸挸换㐰㌰搴㡣捡昱昱昸㉦〷㌵㠶扡慤㌵㡡愱つ㐷攲戱戸搶ㅣ㡥戴㐶㘲昱戰ㅥつ㠵ㅢ㌱〱㈲ㅤ㙤昱愰ち攲搹攰㔶搸〴ㄹ戶搳㠳摣挶㥡㡡摦㉤㤹㤸〴ㄶ㠷㕢っ攱㙣㌸ㄴち搲慢挰㤱㔷㠳〴㠴㡡搶愹㝥つ慡搶㉡ㄴ㘴㥣慥挰㈰愴㤲〰㑡㘲ㄶ㘴攸慥昸搷㤲㜵㈸敤づ〱ㄱ㠷愱㡡㡦㐷㕥㘷ㄶ愸㈴ㄸ㜹㉢㤰㜴㌴散〴㈹ち慥ㄳ㈴挶摦ち愴ㅤ㈸挸敢㐱〰ㄲ〳㙥㝣㍣晥㥤愰〶㐸慤敤㡤慤愱㜰㜳㝢㉣搶搶摣ㅣ敥㘸㙢て改敤㝡㐸挳㐵搲搶摥摡搸ㅥて慡昸㥣攷㜴〳㙣㠲㔳㑤て昲㐶搶敡慣ㅡ㘵㠲搱戶〲改戳㜶㤰扥ち慥扣〵㈴㈰㔴㈰㑥㔷户愲㕡〰㘹〶㉡㙥㈰捤戴昸㜷愰愰㕥捦㤳㔳〸㠷ち慡改攵㉥昰昱㔱挶攲㌸㤴ㄴ㐸㉢㕤㐱㕡敥ち㔲㍤㡣ㄴ㐸㜷愳㈰敦〱〱㐸戳昰〷ㅦ㡦晦㕥㔰〳愴㐸慢摥搸愱㘹戱㐸㔸㙢㙡㙥㙤㙡㡦戴㠴ㅢ摢戵搶戶ㄶ㑤㙢㙣㙤ち㠵㠳㉡昴收㌹摤〷㥢㘰㠳改㐱摥捦㥡㡡扡㉤㤹〸㠳愵㐰㕡㘴〷改㐱㜰攵㐳㈰〱愱㘲㙣慡㍦㡣㉡㜱攱㌷搸㙣㔶攴昹搴㉣捥㈴〶摣ち扣敦㤱㍦㤳㜶㌳㐰㐴ㅢ慡昸㜸攴㈳㘶㠱㑡愲〳ㄵ〵搲㍣㔷㤰收扡㠲㌴〷㐶ち愴挷㔱㤰㍦〰〱㐸っ㤳昱昱昸㥦〰㌵㐰搲挲㑤慤攱㘸㈴ㅡ㡦戴㐵㥢㥢摡㜵㉤愶户㜶攸慤㐰㈹ㅡ㡤㠴㈲ㅤ㐱ㄵ㔵昳㥣㝥〸㥢㈰攳㘸㝡㤰㑦戲愶〲㙡㑢㈶㍡挱㔲㈰㌵摢㐱㝡ㅡ㕣昹っ㐸㐰㜴㠱攲㠳〷㑤愰㠵ㄵ㡣㠱戳〲攳㝣ㄴ㙣㈰㌱㤶㔶晣ㄷ挸㥦㑤扢㔹㈰㘲〱慡昸㜸攴㡢㘶㐱㠱戴〸ㄵ〵搲戱慥㈰ㅤ敤ちㄲ〳㘲〵搲换㈸挸㥦㠳〰愴挵昸㠳㡦挷晦ぢ㔰〳愴收㜸㕢〸㔷㕡㕢㘳㑢㍣搶ㅣ㡡㌴㐵㈲戱愶昶昶㔸愸戱㈵愴㜵挴㥢㈲挱㈵愶㡤㝣〵㠵攰㔲慢昶㑢搶晡慣ㅡ㘵㠲攱慦〲愹捥づ搲慢攰捡㕦㠳〴㠴㡡㡣搹扤摦㔰ㄳ〵㝥㠳慢㔰㜱〳愹摦攲扦㠶㠲㝡㐷㔴㌶㐱㕦愸㈸㤷㕥㕥〷ㅦㅦ㘵㉣㑥㐱㐹㠱㜴㤰㉢㐸ㄳ㕤㐱㘲慣慢㐰㝡ㅢ〵昹㈷㄰㠰昴ㄹ晣挱挷攳摦つ㙡㠲ㄴ挲㠲ㅤ㡢㌵㐷㈲ㅤ㑤捤攱戶㜰㝢〷㘶㔵〷㕥〷改㠸挴㐳ㅤ㔱㍤㜸慡㘹㈳摦㐱㈱㜸㥡㔵㝢㤷㌵ㄵ〶昳㝣㈹ㄳ〳㈰ち愴㙡㍢㐸敦㠱㉢晦〲ㄲ㄰㘷㔲㡢敡㝦〵㉤慣㐹ㅡ㉡㙥㈰㐵㉣晥晢㈸愸㔷㕦攵ㅣㄸ攳慥㙥㝡昹挰㉣愸㤹ㄴ㐷㐵㠱㈴㕣㐱摡晢て户㠵㝢ㅤ㡣ㄴ㐸㕥㥣㡤㉣〳〱㐸㠳愶㕢㝦㌹敡〶㐸攱昶ㄶ扤戹㌱ㅣ㙥㡦戴户㌶㐷摢戱㙡㌷敢慤㤱挶挶戸慥挵摢㜰扤〵㔵㤸换㥥㌱㠶づ慥㌷㍤㐸㍦㙢ㅢ慣ㅡ㘵㈲㡤㥡〲㘹て捥愸㜰㜷攳㉦ㅦ㘴〰㈴㈰㌲㤶㝡ㄵ慡散ㅡ扦㐱㐶戲㙥㈰㥤㘵昱㙢改愱㡢愷搰㐹晤㉣昸慡㘷〷㠲㕦㔳收摢㠸晡摣㤲㌸挸晤㈱㐸㝤改晢㥦昳昱㍥攷〸扣㜸捡戰晤㙢㙣㥡㤶㝢攷㝣㌴㕦㡣戴慡攱㡡㕦摦㕢㐰攰㥦昰㠳ㅥ搹㘲㉦㝡㥣㡡慦㥣㠴㔳ㄵ㥢㈰㘴㤷挵ㅢ㘸㠳敤㈸散づ㠶挸㌷〲㜶愳摢搹㡦昷㘳〰㉥㝢〷愵㝡㜳〸挵昰㠳㤲搵㤹捥挲㉦ㄲづ戰㐲戴㝡敢㡤挵ㄹ㐵㑥㘷㈴㠷㈷㜱㜹摤㌲㕢㥥㉤搸攱つ㐰挴摣㄰搴昳晤挶㠳㡡㌵摢㝥昴攴㈲户㌷㥤挳扢戸㝡捣昲㤸挳慥㙢戹户捣ㄱ摢慡㌱戵㝥㝢愰㥥ち㜲摢㝡〲㑥㝦戲换㔶㝣㔷㈲慦㜶愱慢㈰ㄷ㤲㠱扢晦㔰㘰㔴㍤㙦晡戲改攱收㌹搳㤷㑦て㜷昸㕥〳㝣愵搱戰㝢㌳戰户㡤〸ㅢ㈵㐷ㅥづ㤷㜲㌲㠷㘵ぢ敡㜴㐷㜶敤㌹愰ㅣㄶ㘲㙢㍢㜶㥦㘴㔶㑥慥㍤搷搲㌸㕤㑣扢扡搳昷摦攷㕤晦捥敤㜳㘷㙣晦挶㕥昳敦㜹挱昳愰㐱㝢㜹〴摢㌸㤲㘴ち挹㔴㤲㍡㤲㘹㈰㠲昱戱摢ㄳ昷㥦攳㕣㕣摦攸㝡搹ㄴ㤴扥摦ㄶ扣ㄸ㥥搴㜵㜵㌴晣搶㤴㠹㑢㔱㔷ㄳ敤㈵㔸㜰愲愹㌹㜸㉣ㅢ扤捣ㄲ扤㘸㡡搴ㅣ慣愷㠸㌱㌰攷愱㤰㡣愰晤戳挱㔳㤸㌷㌵ㄱ昳愶㘶昱㍣㑣㉣愰攴昱㄰换㐶摡㙤㠳戶挵慥扤ち㤵昱昱扢摡搲ㄸㄳ扦㙢愰〱挷ㅥㄹ㘲ㅢ㘱戶㜱㉤㔸㙥㔸㍤㠹㔳㜲挵敡㠷愶愰昴敤户攰㜵昰愴戰㙡㠷㕦㘰戵〳㜵㠵搵て㑣㐰ㄴ㔶㜳搸攸昵㤶攸㌱㔳愴戰㍡㠱愲ㅢ㈰㌲戰摡㠹㤲晦㐴昰ㄴ㔶捤㙤挴慡戹㕤散㠲㠹〵㡡㍣ㄹ㘲搹㐹扢ㅢ愱㙤戱㙢扦㡡捡昸㔸摤㘲㘹㡣㠹㤵ㄵ㐸换㉥戶搱捤㌶敥㠰㤱ㅢ㔶て㥡㤰㌸摥攴㜸挰ㄴ㤴扥ㅢㄷ扣ぢ㥥ㄴ㔶扤昰ぢ慣敥㐶㕤㘱㜵扦〹㠸挲㙡〹ㅢ扤挷ㄲ摤㙢㡡ㄴ㔶㝤ㄴ㌱㈲㌶戰㘲㍣敤㕦づ㥥挲慡㔵捤慢搶ㄶ昱㑤㤸㔸愰挸㤵㄰换㔵戴扢ㅦ摡ㄶ扢昶㐱㔴挶挷敡㈱㑢㘳㑣慣ㅥ㌶㌵㘴㍦摢㔸㑤戲㠶つ㝤て㝣㌷挰㙥㌵㜱㜱〰㜶㡢㈹㈸㝤㝤㉥昸〸㍣㈹挰㑥㠳㕦〰昶㌸敡ち戰㥢㑤㔴ㄴ㘰愷戳㔱㠶搱㑡㜴愳㈹㔲㠰つ㔰挴攸搸〰㡣戱戵㕦〳慦㡡㡢㕦㉢攷㔶㈸㈴㜶挰挲〲㐶㐶㈱㤵㌱㥡㍤〹㘵㡢㕤换㔰㜹㝣扣㥥戱㌴挶挴换ち慤愵捥㌶攲㈴敢㐸〶㐹ㄲ㈴敢㐱〴㘳㙡㌷昸慥㌶㔱㜲挰㜷㤵㈹㈸㝤摦㉥昸㈲㍣㈹昸㠶攰ㄷ昰扤㡣扡挲攸ちㄳ㈳〵㕦㤶㡤㌲挰㔶愲慤愶㐸挱㤷愷㠸戱戱〱ㅦ愳㙥晦㐶昰搴㝣ぢ戵愸㝢㐷愳戸〴㈶ㄶ㔰㜲㌳挴㤲㤱㠴㘰㠴㙤戱㙢ㄹ㐵㡦㡦ㅦ㐳㙣愵㌱㈶㝥㔶搴㉤户戰㡤戳㐹㍥㐷㜲づ挹戹㈰㠲㤱戶ㅢ㜴攷㥡〸㌹愰㍢挷ㄴ㤴扥㥣ㄷ㘴㙣慥愰扢〸㝥〱摤摢愸㉢㝣捥㌶昱㔱搰㕤捣㐶ㄹ㜶㉢搱㠸㈹㔲搰㝤㥥㈲㐶捣〶㜴㡣挵晤㤷㠲㘷㉣㙢㡤㙡㔹ぢ㠹㘱㤸㔸ㄸ挹换㈱㤶㕢㘹挷戸摢㘲搷㌲戶ㅥㅦ扡扦㔸ㅡ㘳㐲㘷挵攲㜲ㅢ摢戸㠲㙤㌰攰㜶挳㉡㘵㐲攲挰㉡㘹ち㑡㕦摤ぢ㌲㐴㔷㔸㝤〱㝥㠱ㄵ攳㙣〵挸㝡ㄳ㄰㠵搵戵㙣㤴搱户ㄲつ㥡㈲㠵搵㤷㈸㘲攰㙣㘰挵㤰摣晦㘵㄰㠵㔵㡢㥡㘶㉤㙤㈲〶ㄳぢㄴ戹ㅤ㘲戹〳㐴㌰晣戶搸戵っ戱挷挷㡡昱户搲ㄸㄳ㉢㉢㈴㤷搷㐳㔵敥㈴戹〱㐴㌰昸㜶〳散㌴ㄳㄷ〷㘰愷㥡〲挷ㅢ㝤っ搷昷昵㐶㥦敤㌷㘸戵戸㜷晢攲摣㡣慥㡡ㅢ㙣㐶搸搸㡥㑥㈴㤳㙡㈷户ㅡ㙦攰㘴昱㉢戰愵㜸捦っ敦摤攰户慢收㑥㈳摥㍦㘳㘴㘸扤攳㈱㔵㡤挶晥昸昲㉣㕥晡愸㠸昷收昰㝥㘰慣ㄲ扦㘲挹攷昱㝢搷㑦挲敢㌹搸㕢攷っ挰㘱扣㤸攳扡慤捤晤敡㜱摥㥣㉡攲㘱晤戸换换ㄷ㜷㍥摡慢㠲晥㕢㜱㍡搶㌳㤸㤸敤㑤戴㜲昱㘹っ戱戱㔵㜸扥㘷慦㍡㘷㐴㕡昲㌶攸晢㙦〷㈹挳て㌲㔴㜸っ㠲㘷ㄹ㝤搰㔰挴攳㘳〲㔳摡㌱㍥㘴㔸〰扥愷攴攷㔹㔵㔵搶㐳〰戶攰㘳㠲搳㔶㤲摢㡣摥敤㌶㕥㘵㔱㜹㐵扤㔱㌶㕦㔳挹攱㑡戵〵敦摣捡㈶挷挷攰晤愸ㄲ㤷昶攸ㅦㄳ㙢㠳戶㡥户㉤㍣愹捣昵㡣攰㜹㐲㈲㕡摤㥢敢ㅥ㑥つ㈷昱㔳㤲㡤㍡ㅣ〹㈳ㄷ㈸㘷ㄲ㌰㕥ㅥ挲慢慦㈲㌵愰昱晦ぢ愸㑣つ㈴昵昴扡晣㘰攱晦〸愸挰捦㤳昰㥦〴摣〹㈷㕣㔳昸昵㌱敥㉦ㅤ散㌱㝢慣㌶慦㡣㕦㙡挹搴㝣昳㙤㌴㥦晡㘱㘶㈵敢晣㠵愶㉦搵㥦搷㠷慡㔲〶㌸扣㈰搰っㅡ昳昳㘸㉥〱㘲捣㤶㑣㙣㘹慥㝥㔶㐵㌸ㅦ㝤敦㤸捦㕥昱挸㕢㈷㈹㝦㥥㍤㝢㜷昵㉥慥て晤攲捥㐲摤攲晢晡㌱㜳㍥㔲㑢敥㐳㈸㤸ㄶㄱ愷㍦捥っ㔵摥㜹挴摢㠵〶㥦㝢晣捦㤷㕥戴攷㐷㠵扡㜵〲㘲ㄵ㑥㠰㈷㐱㝦㠲昹ㄴ慤ㅦ敡慤昶搶晦㕢搱㝡敤〵㜷㙦扢㘳摡慦㥣搶㉢敤搶㑣挴㘸㍤㘱昶摤摢晦㜴㙢搱晡搴㑢㕥晤晤㌷摦㜸搰㘹扤挲㙥㕤㘷㕡㐷㠲㥦敥戸昷㠹愲昵㥣㌷户捣㕣㜴敢㙤㑥敢攵㜶㙢愶㝥㙣晢搵㉤㤳敥㕡昸㙡愹昵㤷㥣搶换散搶㑣昰戸ㅡ晢敦〱㜱扦挴㤷㐲摦㜹㠹摦〷㝤挹㑢摣昵昲ㄶ挷㐲挲㑢摣㍡〴㌳㐲㕥戸ち㙤收㝡扣攴㠴㐷㌰攳攳〵㈳ㅦ〰戱㈶扣㘰愲挶㑥ㄹ挷㥢㠵㑥散㜸改㤲敤㉦㕤㔲㥣㕤㠶㝣捦㕥戱搰摥愹戰㘹㝤昳搰扣挰㑦㙦㉡㕡㑦㥡晢慤㠹㜳扦㜵㑦挱㕢挱㝡㠱摤㥡㜹㥣㠲攴㘱ㄴ摣㈱改㜱㠵攴㍢搰ㅦ〷ㄲ愶㠰愳㈰㌹〱㡣〲㈴㑣改㑣㐸㤸搸㈹㐸晥ㄳ㠵〲㈴捣挷㍥ㄴ㈴㈷搹㍢挵㐴㡥搶晢つ挹㠹㜶敢㕥㔸㉡㐸ㅥ㐵挱ㅤ㤲ㄳ㕣㈱㜹っ晡攳㐰挲㑣㙦ㄴ㈴捣敦ち㤰㌰㜳㌳㈱㔹㠵愲㠲攴〹ㄴち㤰㌰敤㘲愷㑡㉦昹敦㕦晡晣㥥㈷捡㕦㜷㡥㜳㥢扤㔳慢㑤敢搲㑢㝥敡㤷㑥晥搳㡦敦晢㡡搳扡搵㙥捤㐴㡦㙤㤷㕥昲晦戵敢改㜳愷慤晤扥搳扡挵㙥㝤ㅡ㉣ㄵ愰㑦愱攰づ㘸㤳㉢愰捦㐰㝦ㅣ㐰㑦㠷㜸ㄴ愰捣晦ち㠰㌲戵㌳〱㘵㠲愷〰晤ㄱち〵㐰㜹㠳㘳愷攲敡㈸〲昸昳昴搳㔷㑦扡挹戹㠸㡢〶㝢愷㤸搰搱摡㌸㡡㤷摤㤶攸㥥㥤㥦捦扣攴㠴㘴戶摤㥡㤹㈰慤㑢㘷㘸晤㤷摦〹摦戹改ㄷ㑥敢㔹㜶㙢愶㤰戴摥昴摤敢て㍦晥㤵㘲摢㕦戹愹㜳晥㑦ㄶ扢㕣昲昵㜶敢㠴㘹㍤昵㕦摦㔸昹挰㤴攲昲㜲搳ㄵ慤㈷扣㌵㝤㠷戳敤攳散搶敢㑤敢㜷㥦敦挳ㄲ㕥戴晥㔹㔳昰ぢ摢摥扣挴㘹㝤慣摤㥡愹愹㥡ち㉦愱攰㍥ㄵ㡥㠶扥㜳〵㝥ㄹ晡攳㑣㠵㉣挴愳愶㐲ㅥ㡣挲㔴㘰㤶㙡㑥〵收慡㙡㉡扣㠲㐲㘱㉡㙣㐱挵㙤㌸㕥㝡晦昱摥㜵愷扢㑣㠵愳散㥤㍡摢戴㝥慣敥㥢搹挱慢㡡㤰㥣昴捥㐵㜵㍦㌸昸〵㈷㈴搳散搶㥦㌳慤㜷㍤㜹挳晣晢晦愷㘸㝤攲愷㍥昸愲晦挵㕦㍡慤敢散搶攷㤸搶愵慢挲昰扣㑢㘶㈶ㅥ扦捦㘹㍤搵㙥捤㌴㥡晤收㥤㘳㘸㕥昱㜶晡昵㜷㉦㕥㝢攷㈹昷㍡慤愷搸慤㤹㉣慢挱晣つち敥㠳㜹〴昴㥤㠳昹㍢攸㡦㌳㤸捣戳㐷つ㈶戳敢挲㘰㌲㙦㌶〷㤳搹戳ㅡ捣㍦愰㔰ㄸ㑣㈶扤散㔴㘹㜰戶㐹ㅤ慦㌹㍢㜵㠸扤㔳捣㤶㘹㕤ち攸〱敡㜰㠹慣づ戶㕢㌳㈷㔶㤰扣㠱㠲㍢㈴㤳㕣㈱㜹ぢ晡攳㐰挲㜴㝡ㄴ㈴㑣愲ぢ㤰㙣㐷挵㠴㠴㐹戲㠲㘴㌷ち〵㐸㤸摢戲㔳愵㌳昴挱慢㈶攳昳㐷㈷㈴戵昶㑥敤㌴慤㑢㘷㘸摤㥥ぢ愶敥戹攰ㅢ㑥敢〹㜶㙢㘶搳㙥㠰ㅡ昱挹愳㑥敢ㅡ㥢戵㡦挹㔵㘹㌲㘰㝢挸㌵㍡昳㘳戸㌵ㄱ㌹戲昹扦㤴昱㤵晢晡㈴晦㡦戲㜱摦搵攷㘳㈶昹㘷戴㔳换㌴㠴㍥㉡㤹㠳ぢ〶㝤㙣㕥扥㐷ㄹ㈳戶愲散㍢㤶散㉦㤴㌱㜴㈹捡ㄸ〶㈸扢扦㔲挶㝢㜸㔱挶㍢㥡㤲敤愱㡣户愳愲散㘵㑢昶㌷捡戸㍥ㄵ㘵扣㘲㤴摤摦㈹攳㜴㉦捡㌸㜵㤴散㝤捡㌸敥㐵ㄹ扢挵㥡晣㕦ㄴ慣㐳戰㐳㑥㉥扢攲攴戲ㄳ㑥㉥㑦摦挹攵㠹㍢戹㍣㘵㈷㤷㈷敢攰〶慤搳慣晡㍦㠱慦慦㤷",null,"㜸〱捤㕤〹㝣ㄴ攵摤捥扢㈴㥢捣ㄲ挸ち㙡ㄵ㔱㠳挵㡡㈲㌱摣搲㙡〵ㄲ㡥㐸㈰㐰㐰愸愸㘱㐹㘶挹挲ㅥ改敥〶ㄲ挵㤲挴㕡ㄱ戴㕥㔸て㍣㄰㔰㙢ぢ㕥㙤㍦ㄴ㔱晣扣て戴㈸戶㥥戵昵㘸扤戰㔲戵搵㙡搵敦㜹晥㌳戳捣敥捣㈴㈹㥦晣㝥㡣㍦晥晢晥摦晦㌵昳㍣㜳扦㙦挶㍣㤵㤷㤷昷つㄶ晥㜲挹㘷愳㝦㙤㙢㉡慤挷捡㉡ㄲ搱愸㕥㥦㡥㈴攲愹戲㜱挹㘴愸戵㍡㤲㑡昷㠰㠳扦㉥〲㝢慡愰㉥ㄵ㌹㕢㉦慡㕢愲㈷㔳㜰㉡挸换㉢㉡搲㝣戰ㅦ㘰晥ぢ㕡㡡挶㈸㉤㥦〲㕥㜹㥡㥦愲㤰愲㠸㐲愳〸㔰昴愴㈸愶攸㐵搱㥢愲㠴㈲㐸挱扣㕡ㅦ㡡扥㄰挵〷㐲搴㔶㡣慦㔹戰〸㙢㔹㥢㑥㈴昵攳㑢㑦㌳搶攵攴搱㘵挳换㠶㤶㤷㡦㉡㉢㍦扥戴愲㌹㥡㙥㑥敡㈷挷昵收㜴㌲ㄴ㍤扥㜴㝡昳㠲㘸愴㝥㡡摥㍡㉢戱㔸㡦㥦慣㉦㈸ㅦ扥㈰㌴攲挴愱㈳㐶㡥っ㡦ㄹ㜳㘲昱㐱㐸㍣戵㘲晣昴愴ㅥ㑥㝤㑢㈹て㘶捡㥡㡡昱㘵搳昴昴户㤴昲㍢㐸㌹慤㘲㝣㘵㈲ㄶ㡡挴扦㥤㥣〵攴㘹㜸愵㕥ㅦ㈱愱扡㥥㡣挴ㄷ㤶㘱愵戳㐰㠶㌶扡㙣㈲搰慥て愵搲ㄵ㝡㌴㍡㔳て㤳换攲ㄸ〱搳㤳㝡扣㕥㑦昵㡥㑤㘸愹搷愳愶㌹㔵ㄴ㍢㉤㤴㥣ㄶ㡡改昹㙣㤴挴っ捥慡ㅡ昴㜸㍡㤲㙥敤ㄵ㥢㥤搲㘷㠶攲ぢ㜵扡ㄴ挴㈶㌵㐷ㅡ昲昳㔵㝥㝥㕥㡦㘳摣㔶㐶㠸㈹㥢㤸慣慦㘸っ㈵搳愲㤱戲愱㙥扥戶扤㐳㔶㍣㙢戵戸〷㤵收㐴㤱愴摡㐸㙣㡡㥥㡣敢㔱ㄶ㈱㜵㠳㜳㥣〴ㄳ〳昹っ㌸搶搶㤰ㄷ搵搳㍣㠶戸㈹慣愲ㅤ㐲㜱㈸㠴扦ㅦ㐴摦捡㐸慡㍥搱ㅣ㑦㤷捥っ愵昵搲㈱愵㌳㘷㥦愸ㅤ㐶㤷晥㄰㉡晦㉤ㅣ㤳昶ㄴ㍣㉥㝣㜵㈱㕦摤〲㕦㕤扤慦慥挱㔷愷晢敡挲扥扡㠵扥扡㐶㕦㕤挴㔷户挸㔷户ㄸ㍥搶㔲㔴㔸攸㌳㤷攷ㅦ摢扣㘶昸攱㙢㑥扤戵㘶㝥搹晡改ㄵㅢㄵて㐳㌹ㅥ㡦㐰㐳㍢ㄲ挲㕦ち攱戲㑡愳戴〱㜴㌹ち㐲愹㍦㘱㤵戸㕡㝤㑦扦晦㠰㝢晦ㄸ㥥扣愵㘹昰攷㌷㕦㤳㝡㔲昱㠸㤶㝣〳改㝣㌴㠴晦㝢㄰㉥昹㠶㘹挷搰㘵㄰㠴㔲㉦㥡昹捥㝤昵慢捤昷㕦搷㔲戱昵㠳晥扤㌶晡㝥昱戰攲挹㐱昲ㅤ㐷攷挱㄰晥攳㈱晡㑣㠸敢挹㠵慤愵搳㤳㤱㝡〳戱㔱摡㄰㝡㤴㐱㈸昵㥣㤹敥㠴扦㉦晢摥㕦㉡㑦ㅥ晦挰搷㌷㉥㝣攷㤶愲㍥㡡扢愶愴㉢愷昳㔰〸晦㌰㠸㤲搹ㄳ㉡〴昷愱愵戳㙡慢㑢㠷㘹挳㘹ㅥ〱愱搴搳㘶慥㔰攱慢㡦捤㜹晣搱〹搷扦扣晥㡢敤ㅢㅡ换ㄵ捦㔶㤲㙢ㄴ㥤㐷㐳昸㑦㠴㜰搹搴攱摡ㄸ扡㝣ㅦ㐲愹㐷捤㝣敢㕥㥣昳㜶捤㘹㤷㔷㕥㕡㜹搵昹戳㡦扤散㜸挵ㄳ㥦攴㍢㠹捥㈷㐳昸㝦〸攱摣搴ㄳ戵㔳攸㌱ㄶ㐲愹㙤㘶扡扡㌱〳搴捡㥢搷㑥扤㙤摡㈷㑦扤㝥㤰㜶扤攲㈹㔴搲㡤愷㜳〵㠴扦ㄲ㈲㘷㔳㐷㙡ㄳ㘸㥥〸愱搴扤㘶慥㥥㘷㍣㕡㔴昱挹㡡捡㉢昳戶摤昴捣㜳㜷㑤㔱摣攳㈴搷㘴㍡㔷㐱昸㑦㠵㜰慥摡㐸㙤ち㍤慡㈱㤴晡㡤㤹敥慦㉦㝦㌲攳攰㑤〷㔷㕤㝢晢搸㐱㕦㍣㕣㍤㑤昱㥣㉥改愶搱戹〶挲㍦ㅤ㈲戳㙡挳㠴㠵愱摡っ㥡㘷㐲㈸戵挹捣昵㐵扦㕤攱挷㍥㥢㕤戳戱晦敥㥤攷㌶㡣扣㐱昱搲㈰戹㘶搱㜹㌶㠴晦㌴〸ㄷㄶ㠶㙡㜳攸㌲ㄷ㐲愹㕢捤㝣捦慥摣昴搳ㅢ㑡㉥㥦戲㘶换搵愳㑥㉢摤㌱㕡昱㉡㈳昹㑥愷昳㍣〸晦ㄹ㄰㤹㜵㌳昶㤰ㄱ摡㤹㌴㥦〵愱搴㑤㘶慥昶慡つ㥦㙦扦㘰敡戴摢收㍦㍢攰戲㐵昱㉢ㄴ㉦㔶㤲㙢㍥㥤㐳㄰晥〵㄰㉥敢㌶㔲慢愷㑢〳㠴㔲㙢捣㝣搳㍥㝥攲搱㡢㍡㝥㕦扤敥㠵ㅦ㕥㍦㈲晥㤷摦㉡㕥昷㈴㕦㤸捥ぢ㈱晣㡤㄰㤹㜵㌳㜰ㅢ愶㐵㘸㕥〴愱搴㤵㘶慥㌱㥢捡㐶㔷昴㘹慦搹㜴改㘴摦愶敦慣㌹㐴昱昲㈹戹愲㜴㡥㐱昸攳㄰㑥㑡㐷㘸〹㝡㌴㐱㈸㜵㠹㤹㙥敤㐹户つ㝤㝢摣㌳搵搷昵㥢昲昱㠶昹㥢㉢ㄴ㉦挴㤲㉥㐹攷ㄴ㠴㍦つ㤱㔹㌵〳戶攱㕡㌳捤㑢㈰㤴扡搰捣㤵慡ㅢ㔲㝡摤㐱㉦㑤晢㕤攰捤㙢ぢて㑡㝤愸㜸㍤㤷㕣㉤㜴㙥㠵昰㥦つ㤱挹㘵㙣㘶戹㜶づ捤换㈰㤴㍡捦捣戵戵挷㜱㤳ㅥ㝣㉦㔰㜱搳收㈵㜵敦〵㔷摤㕥晣ㄳ㤸㘷㤸愷摦捡㘴㘸㈹慥㘱㝢慥㡥挳捡捡昹㕦搷㌷〵戸㈷〸㡦っ㡦づてㅤ摡㌰戲㍣㌴㍣㔴挰ㄳ㜸㜷慦㐶㍣攳ㄷ㠷攷㐴攲つ㠹愵㜲㜹㉡づ㑦㡣㐴搳㝡㔲㤴㤲㌰㝥㡣㑢慣攸扤挲ㄳ㕡㜰㘳㔲㙦㕣挹づっ㔷攸挹㌴㉥改改搶㍤㤷户晥攳㐳㈹㝤㡦㍡搸捣㍤ㅥ㤷㤰㠶搴㘱敥挶摡㌴㉥㉤晤㜲㙤㝢㤲㌸挲㙡㜱扤搷㔳戲㑡㐷攴㠶㥤ㄶ㡡㌶敢攳㕡㈲㠶昹昰ㅣ㌳慥晣㠹〵摥搶㠹㐹晤挷ㄹ慢㘳㡤挶攱ㄶ㜳㠹攴㜶㙣愵㘱㌲搶慢戴愲㌱㤱搲攳戲㝡㠳㘳搳㈳昵㡢昵㘴慤捥ㅢ㔴扤㐱㌶昵㈰㥡捣摢㡦挱㌵㜱㙣㈸㙥㈸ㅡ㡥戲昷ㄲ㘸㍤摥愰㌷㘰㝤㥢㠰㜲敢慣搰㠲愸㝥㜰㤶㡢㔱ㄳ㠶㐳戳扡㈷㈶敡㥢㔳ㄵ㠹㜸㍡㤹㠸㘶㕢挶㌵㉣〹攱㤶愷㘱㙡愲㐱捦㤷㈵捦㤰㉡慦㐷て愵昲〶戹摤㍢㌰㜷㡡㜷ㄷ戶㥤㠴昷㌰㥤㍢摢㜶㈲㍡扢摥㤵㘴㌲愳㘱摢挹攸㝦㙣愷㙢㘲摦〹改㕤摥愹户换㑥捡愰㐳戲て扣戲㤹攰〷㍣㐴㜵ㅥ㤵扥㠱摥㈹昷散㤷㕤慣愹㡤ㄵ㍥㡦搰扢ㄳ搰㈴㙤㘶摦摢户捥㍥㕦㕦㜳敢㈷㉣挱㡤敤攴㔰扣㈱慡㈷㍢㝤㥡㔲㕣㈳㙤㌹㐵ㅢ㐵㍢㐵〷挵㜹㄰〵换㜰㡥昳㐴㤴昷㜱慡㐵戵ㄶ㉣㡤㌴愴ㅢ晤㡤㝡㘴㘱㈳㑦挰㜸ち㉢㉡㈲摣㡥㐵㍢ㅦ㕤摡捦㈸㉥㠰〸〴昲晣㉢攸攴て㘰挹㉢攰摤改㝦㝦て敤㐳㤴㈶户散㜸愰㑡ㄵ挴昰㘴㤰敡搱挳㙤慢㈷㠷㔲㡤㘹ㅥ㜰㥤ㅡ㜹敥搴㉥愴㔸〹㔱扣ち㘲敡㘴㍤㡡挳昵㕢㝡ㄶ㉢攰㝤㜶㤷㜷晤扣扡ㅤㅣ慢㙤㡤搷㌷㈶ㄳ㜱㍣攷㔶㠶搲愱㜱昵㜸戴㐹愹㤰㍦㔶㥤愸㘸㑥晢㘳㤳㈳昸㈹㡥捤搴㥢昴㔰扡㠲㌷昴扤㘲搵㜸㉣㤲搳㘵㔵㐳㑢㐱捣㜸愲愹搴㔳昵ㅡㅦ㝤慡㜰昶㘹昱愳㠵搳㘹㜱㡣攷ㄳ扤㈵捤搴㠵戱改㈱㍣㍡愵㌵㌸つ㤶㈸愳挵挸㕥搲㘷㐵〷㑣つㄹ㠲搲戴㘵改㈹ㅤ㐶愶㍣敥㈰戸㔰攲捡㥡㙦捡摣〳㘵㜶㍡ㄲ㑤㤵㤹攸㤶㔵㈶昰㕣慣换㤳㍥㔱昷晢戱ㅦ昹㍢攵㉡昷㜸收戳㔳㑤晤〲㈳㉤㔶㘵㔲㌲搱摣挴攷愷㙦㉢て㜳攵㘹ㄷ㐱摣昸㡦㕦晤攰攸敢敦昸挶晣㕤㡥㈳㐵ㄶ晦挵㌰扡摣㙥㥤愸㜱㔷愷ぢ㝥㘴搱㉥挱㑦㐰愳扦㠷慤㠰て㘳慥㈷㔹㡦㐷㍦㍥ちㄵ挷㠰挰慣愴㉥捦戲㐵愲戴㌶改扤㘲㜳ㄲ挹挵ぢㄲ㠹挵摣㈱㝡㡢㤶㙡搴昵㌴ㅦ㄰㝢㥡捦挳㙣㉢愵㝡昴挸㝡昴戳㍤㐹昲搱搲㝦〵㐴慦㜱搱㘸愹㤵㌱攵㕦㡤慥ㅥ戸㤸昸慦㐴㘳㜰㜵㐵㐵摤㔴扤㈱搲ㅣ㥢㥡挰㕢㤱搲昲搱㐳捡㐷づㄹ㔶㍥㜴㔸㘹㤳扣昹〸昱㥤㑥㔹㑢㌴ㄵ㔳㡢〰〸㥦敡挲攳㝥戰敢愳㡢摥慥㘹晦㘴搵敢㙤㠹搴㙥ㄵ㌱つ㡥挷挷㈳㔰㠲昷㐲摡搵ㄴ搷㔰㕣㑢戱㠶攲㍡〸㔵㡦㔰㥥戹搰捥㕥戴ㅢ愰㙢㌷㔲慣㠵挰㌹㐷㠰㌷㑥㍦敡㐸㜴昱ㄴ愴慤愳㔸て愱昸昸挹愳㌵㑦摢〰攱㐹昹捤㌰扡㔰㍥捡㐹敢慤昰っ㘸昴昷戰愹愳㘰㈳敤ㅡ㘱搶〸慣㐶㔰搵㑣ㄳて〷㔰㌳㑣㠳攳戹㜸㈰挲〴愸㍢㤹攴㉥㡡扢㈹㝥㐳昱㕢〸㌵挵ㄳ愸晦愱捦㘶㡡㝢㈰㜲㠰㍡ㅡ㕤〲搴ㄶ㍡摣〷愱㡥㠱㌰㠰摡㡡㤶㈷㔰昷挳攸〲搴㌰㈷ㄸ摢攰ㄹ搰攸敦㘱㔳㠳㘰㜳〳敡晢㕥㐰㡤㌱つ㡥〷晥攳㤰㐹㠰㝡㠲攵㥥愴㜸㡡攲㘹㡡敤㄰㙡戸㈷㔰捦搲攷昷ㄴ㍢㈰㜲㠰ㅡ㡣㉥〱敡㜹㍡散㠴㔰㐳㈰っ愰㕥㐰换ㄳ愸㍦挰攸㝣㉥㜲搹愱㕥㠴㘳㐰愳扢ㄳ㈷戱愹㌲搸摣㜰㍡捡ぢ愷〱愶挱昱㈶愳ㅣ㤹〴愷扦戰摣ㅢㄴ㙦㔲扣㐵昱㌶㠴㍡捣ㄳ愷扦搱攷ㅤ㡡㜷㈱㜲㜰攲㑢ㄱ挱改㝤㍡㝣〰愱㠶㐳ㄸ㌸敤㐲换ㄳ愷て㘱捣㍣愴㔹㙦㔲ㅣ㈷摡㡦攰ㄵ搰攸敢〴㐹㙣㙡〴㙣㙥㈰〵扣㐰搲㑣㠳攳ㄵ捤㈸㘴ㄲ㤰㍥㘷戹㝦㔳㝣㐱昱㈵挵㝦㈰㔴て㑦㤰扥愶て㑦㕢㕡ㅥ慥㥡㌹㈰㡤㐶扦㠰攴㠳㑤敢〱愱挶愰换〰㠹敦捤㍤㐱㉡㠰搱攵愸ㅢ敥〴愳㄰㥥〱㡤晥ㅥ㌶昵㝤㤴㜴〳敡攳慦㍤捥攳晦㌰つ㡥㜷㑦㈷㈱㤳〰ㄵ㘴戹〳㈸晡㔰昴愵㌸㄰㐲㝤㠰㔰昷昳昸挱昴昹づ挵㈱㄰㌹㐰昱㌵㤶〰搵㡦づ㠷㐱愸㔳㌲㐰昵㠷敡〹搴攱㌰㍡㡦㍡㤷㉢昷㤱㜰っ㘸㜴㜷攲㈴㌶㌵ㄶㄵ摤㜰㝡挵ぢ愷㤷㑤㠳攳愵摡㜸㘴ㄲ㥣〶戱摣戱ㄴ挷㔱っ愶㌸ㅥ㐲敤昴挴愹㡣㍥㈷㔰㤴㐳攴攰㔴㠱挴㠲搳㌰㍡っ㠷㔰ㄳ搰㘵散㔰㈳愰㝡攲㌴ㄲ挶㥣愳㙥愴ㄳ㠸搱昰ち㘸昴昵戰㈹扥〲㜴〳改㈱㉦㤰晥搷㌴㌸摥ㄶ㑥戶㐰ㅡ换㜲攳㈸挶㔳㔴㔰㔴㐲愸晢㍣㐱㥡㐸㥦㐹ㄴ㤳㈱㜲㐰攲㡢㐷〱改㔴㍡㑣㠱㔰㔳㌲㈰㔵㐳昵〴㘹㉡㡣捥㥤挹〵愷ㅡ㌸〶㌴扡㍢㜱ㄲ㥢慡昶挰改㔷㕥㌸摤㘶ㅡㅣ慦㐱愷㔹㌸捤㘵戹ㅦ㔱㥣㑥㌱㡦攲っ〸戵摥ㄳ愷戳攸㔳㐷㌱ㅦ㈲〷愷ㅡぢ愷〵㜴愸㠷㔰㝣㤵㙡散㑣つ㔰㍤㜱搲㘱捣散㑣搶㙢㔸挷㈹㝣㈱扣〲ㅡ㝤㥤㈰㠹㑤捤昴〰改㜲㉦㤰㉥㌳つ㡥昷扢戳㉣㤰㥡㔸敥挷ㄴ㐹㡡ㄴ㐵ㅡ㐲慤昲〴㘹〹㝤㤶㔲戴㐰攴㠰㌴摢〲改㙣㍡㥣〳愱收㘴㐰㕡〶搵ㄳ愴㜳㘱㜴㌹㠵て㜵㠲戱ㅣ㥥〱㡤晥ㅥ㌶㌵搷〳愸戳扤㠰㙡㌵つ㡥ㄷ搷愷㕢㐰慤㘰戹ぢ㈹㔶㔲慣愲戸〸㐲愵㍣㠱晡㌹㝤㉥愱戸ㄴ㈲〷愸㜹ㄶ㔰㤷搳攱ち〸挵㤷摦挶摥戴ㅡ慡㈷㔰㔷挲㤸搹㥢慣ㄷ攷㡥扤改㉡㜸〵㌴晡㍡㐱ㄲ㥢㍡换〳愴〵㕥㈰㠵㑣㠳攳㡤晣㝣㘴㤲昳昷㕡㤶扢㠹㘲ㅤ挵㝡㡡つ㄰㙡㥥㈷㐸户搰攷㔶㡡㕦㐲攴㠰ㄴ㐲㘲㌹㌵晤㡡づ扦㠶㔰昵攸㌲㐰摡〸搵ㄳ愴㑤㌰扡散㑤㉥攷愶㍢攰ㄹ搰攸敦〴㑡㙣慡〱㈵摤捥攱愷㝡〱㔵㘵ㅡㅣ㐳つㅣ㘱㄰愰敥㘱戹㝢㈹戶㔰摣㐷戱ㄵ㐲㔵㜸〲昵〰㝤戶㔱㍣〸㤱〳搴㐲ぢ愸㠷攸昰㌰㠴攲㜰㠵〱搴㈳㔰㍤㠱㝡ㄴ挶捣摥㘴つ㜵㌸昶愶挷攱ㄵ搰攸敢〴㐹㙣㙡㤱〷㐸挳扣㐰ㅡ㙡ㅡㅣ㘳㈸㔱ぢ愴ㅤ㉣昷ㅣ挵昳ㄴ㍢㈹㕥㠰㔰㠳㍤㐱晡㈳㝤㕥愴㜸〹㈲〷愴㤸〵搲㉢㜴㜸ㄵ㐲㈵㌲㈰扤〶搵ㄳ愴㍦挱攸扣搰㡤㜰㘲昱㘷㌸〶㌴扡㝢搸ㄴ㐷㝣摣㜶愶㝥㕥㌸ㅤ㙡ㅡㅣ㠳㐳㐹ぢ愷㜷㔹敥㍤㡡昷㈹㍥愰搸〵愱晡㝡攲昴㜷晡㝣㐴戱ㅢ㈲〷愷㤴㠵搳挷㜴昸〴㐲㌵㘷㜰晡ㄴ慡㈷㑥晦㠴㌱戳㌳㔹㠳㔳㡥㥤改㌳㜸〵㌴晡㍡㐱ㄲ㥢㕡攲〱㤲捦ぢ㈴㘵ㅡㅣ愳㕥㉤ㄶ㐸㜹㍥㤴㔳ㄴ㍥㡡ㅥㄴ昹㄰敡换慦扣㙥挱晤昴㈹愴㈸㠲挸〱愹搵〲㈹㐰㠷㥥㄰敡㥣っ㐸挵㔰㍤㐱敡〵㘳〶㈴㙢搴捤〱㔲〹扣〲ㅡ㝤㥤㈰㠹㑤㉤昳〰改㝤㙣㤰敢晢愶昷㑣㐳敥㜰㕥挱㜲㘴捡㝤㙦㈹搳㉦㌲〳ㅤ戶㈱㤴摥㜰昶㠷㘷挷㈳改㔴捦昰戸收㜴㘲㘲㈴㕤㤹㑡ㄷ㠷㈱搰㤴㤰㝥㌲㈶㘰ぢㅡㅣ㍥㉤愲㉦㥤㠵户㜴㐷㍡㑤㤸㤹㔲搱㥣㑡㈷攴㤵散ㄱ㑥㝢㘵㘲㕡㈲㡤搹ㅣ㑤搱㔰敢㐰ㄷ戳㘱㤹搳愸挷㌱㐸㤵挴㔸㔵㔷㑥㠹愶㈶扤挱㘵ㅤ㙢ㄳ捤挹㝡扤慡㜲㝦ㄸ收㔲挶扢㘵㍣㑢㜳㠰㑢ㅤ敤㍤慣㘳挳晤㈰㜰攳挳敢㑤戵㜷愳㈴晥㐳戰扢愹愳㌱㠹〶扦㝣慤慤㌸㙡㠱㘱㡢㌶愸㥤敦㈰戶㘱戳㥥㜰づ㠴㐱慡搱搷换ㅣ㤷慤㡡愷㈲つ㝡挰搴愶㐶攲扤捤㘶㑤㜳㍡换ㄲ㙡改㙢㕡昰〶戶㈶捥㘹㍣愱㘴挳晥挰〹㌶っ㡢㐱㠸昲攳扦扤㠳搹㐸㤳㤷户晢ㅢ㥣〲戹散㕥㡥戳ぢ㜱㙥㠷攲晡㌲㍣㜳㈰愲㘱ㅢ㜱㉣㠱㝦㉦㐲㥤改㉥愲㌶㔵て挵㠵㠱摡㜴㐳愵扥愴户㜸攸搸戵㌱ㄵ㉣慡昷捤㔶㘵㥣㐴ぢ㡦㕢㤰㑡㐴㥢搳㝡敦㑣㑢づ㜱㉤㍣㔳㡦攲㘵昶ㄲ扤㌸搳㥡㕥㥦挶昸㝡㈶ㅦ㐷㠶昷ㅦ㜶㠰㐸扥挹㤰ㄲ㡥晣㥤散戸㌹ㅢ㠱搸扤㘴ㄴ㐴㠶㘵昹晢㈹敡摡㙢戸摣㜶㑡㥥搵㈰户㈰户〳改扢㍦㍣捣愳愸慦㌵㙢挱㌸户挹㘹慢搸敡攳挸㙣慦戰㥣昱㌰晤㠲戳〰㑢㜸搸㐴㌱㍤㌳ㅤ愹て㐵愳慤扤挳㔵昱晡㘸㜳㠳㕥ㅤ㕡愰㐷慤戳㜵㈲ㄹ摢㑦昸捡攷敥㙦㜰搵〹㉥收㤸㜹ㄵ愶挳㕡㠳搱㝢㝤㠲换搳晡㔹ㄷ㔴攴㌰㘸㌹て㉢昱㕦㡦挳〷㄰搴㘷捦㉣ㄲ㤹㔸㠹㔳㥡愳㡢攷㌲づ㔶㘶㠶昲攵㘸戳戹㔵㈷慡ㄳ㤸㘶搱㘰敢㥡ㅣ㌱扡昶㥢㘳㑡㈸昲晢晤㝢㝢㔹〱㔶㔸㜶昳慤㉦㝦㜹户挱㕦扣戱㌴ㄸ㌸ㅦ㕡敥㌰愷敤昶㐳慥昸㜲〲っ挲戱㠴㘷㉦攳㜶㘱㔶㈴ㅤ搵㝢㠶挵㉥敤㈲ㅥづ㐴戳㌰㍣慢ㄱ挳㠳㤵扤挲㤳㤲㤱㠶㘸㈴慥昳搶〳搳㝥㌸㤹戵㕡㕦㠸〹㉡搳ㄳ愹〸挷攸㝡㠵㘷㈵㐳昱㔴ㄳ㐷㠶敢㕢晢㘴㘹㐲㔶㐱㜸㝣㈴㡥㠳挷愸挹㜶㐹戸戶㌱戱ㄴ㔳户㥢㘳昱㐹愱愶搴㝥㐱㤴㜹㈹〱㐲挶ㄱ攵㔳㍥㥦㉡昲ㄵ敤敤㌵ち㝢㌸㔲づ㐳㍥ㅦ㠵㐹ㄵ㈷㌶㜴㜲慣㤲㈵㜳㝡㄰㡦㔵慥㔳搶㤴㘵搷㌹ぢ㤹㜹敦扣㝢搱晡攳〰㉤㍥ㅣ愲㙡搲散慡㍤㤳捡晥㍦㤳捤ぢ㉥㐰攲㑥慥〲戲㔷㘴㑤㘰改㙤散㈹散攳㡥愳〹攱搴㜲昷扥㐰㔸㝣戸㈳攲挲㐹㜷㌶㈷㘲捥㐱㌱㡥㝢㥣㜵㌱㔵〳愷摢摥㠶挲㝢戸㔸㈸㥡㌲㙤ㄵ㠹㔸㉣挴㍤㡢㝢㘵㉤㑥搹㝡㤱摣㔰攳㐴愲㠵㈱㘴昷㌳扢㐲㉤攸ち戵㐸ㄷ慥挴㥣㤴㈶㙤收㑡㉣っ㈵㈳改挶㔸愴扥㠸ち㈷㡥敤ㄷ扢㈴昶愰㝣㈰㙦㉤戲㕦攲敥㌴㜷㕥㠸㌱㤵〱㙣㤷攱㠱㠱搰㤱㝤散戸㍥戹㝣慢扤㥣昱㠳摢㔷㡤户戳摡㤱㄰〵昸㠷づ昳ㄸ戱摤㜷愱㐷捥㐱昹㥣つ搳改㍣㡣㐲㌸〴慡ㄳ愱㠶㠹㤸㐵㤸㐸ㄶ㥡㝦〵㔱〴ㄲ㜹敥㐸〶㌹昵愶〲昳搳㌰敦㙤〹㙥㜴㤳㐵散愸挵慣㤶㝣㑥摡昱ㅢ㙣昱攸捣㉢㈸攸㔹攴㔶慢捡捡㌵搰㥣㡦㘰晦敢㤰㉡㐷晥㕤㌳㑥挴㈹㤴ㅢ挰㝢〵慤㤴ㅢ㍢〰㐲慤㠴捡敤挹㜱㌸㡡づ摦㠵㈸戸〸挶摣攳挱㜳㥥㑡て㌸ㄷ挴㌸㝦愶㈸挶捤挱㍤㠵ㅦ戳㙡㌰て〷㤰昸㝢ㄶ慤㠲㕤ㅢ㠸戴捦㙣摦捥㜱愹㍣㜵〹㠴㔵㥦㍢㠰戹㠲㐷戳晥昷㈰搴搵攸攴㔵挰㝦っ㌵㍣㙦っ挲慦敤㜹㐳㕤〳戵つ晦慣挵挶㤸挱㤷扡ㄶ愶㜶㥡挱㘰㔷㜷㕥㙡つ晣㍡攸慣ㅤ㡢㐲昲㍣㙤㕤晥搵㜵攸收㉤㠰戱㜸㕥愴ㄴ攷㔵昰㐲㤵攷㝡㘲㔴㌷挲挲㤳愳㌶㤸㥢戴ㄶ㉤㥥㜴戸ㄳ㜲ㅢ戵㈱㄰㕤敥㠴㙡ㅤ㈲㉣攰ㄸ㙤〲㔷挶っ㈷㐰愸昵敥づ攵㜴ㄸ㑡㠷つ㜰㈰扢摡㌰㘸ㄹ㐲㙥戵㠵搹〸ㄹ捥戰ㄱっ扢ㄳづ㐲挸㐸㙡㈰㘴ㄴ㝥敤㠴㜰㙡㐵ㅢ晥㔹㡢㤳㤰扢㘱敡㌶㈱㥣㥦搱挱㕣摡㘸ㄴ捡㈶㠴搳㌶扡㐳〸攷㙦㜴㐲挸㘶㤸㠵㤰㌱摣愴㝢愰㔹㠴㜰ㅢ戵ㅦ㐰㜴㑤挸ㄶ㠴戹㄰㜲ㄲ㌳㥣捣扣昷戹㍢晣㤰づ愷搰㘱㉢ㅣ㠴㤰戱搰㌲㠴㙣戳㠵搹〸ㄹ挷戰昱っ㝢〲づ㐲㐸〵戴㠲㠱㈷㉣㥥搳㠸㐱㍥戴敤愴㍣〹戵つ晦慣挵㐹捡㔳㌰㜵㥢㤴愷攱摣挱㕣摡〴ㄴ捡㈶㘵㍢扡扢㐳ち攷㡡㜴㐲捡敦㘱ㄶ㔲㈶愱㠲摡〱捤㈲㠵摢愹㔵㐱㜴㑤捡昳〸㜳㈱攵㔴㘶㤸挲扣㥣㠵攲攲㔰㑤㠷愹㜴攰扣ㄴ㈱㘵ㅡ戴っ㈹㥣㑢㘲㠵搹㐸愹㘱搸㜴㠶晤〵づ㐲捡っ㘸㝥㔰㜲㐲㙢ㄲ㝦㐹〱挵捥捡ㅢ㔰摢昰捦㕡㥣慣扣〹㔳户㔹㜹ぢ捥ㅤ捣愵搵愲㔰㌶㉢㙦愳扢㍢慣晣つ㝥㥤戰昲づ捣挲捡㙣㔴㔰敦㐲戳㔸攱㠶㙡㜳㈰扡㘶攵㝤㠴㔹攸愱㘹㥤扢收㌲挳㡦㤸昷〳㜷㠷搳改㌰㡦づ扢攰㈰慣㥣〱㉤挳捡㐷戶㌰ㅢ㉢㘷㌲散㉣㠶㝤づ〷㘱愵㡥ㅡ捥㕤昳昱㙢㈷攴摦㔰摢昰捦㕡㥣㠴㝣〱㔳户〹昹ㄲ捥ㅤ捣愵㠵㔰㈸㥢㤰晦愰扢㍢㠴㜰ㄶ㑣㈷㠴㝣〳戳㄰㔲捦㑤攲㈵捥㈲㠴摢愸改㄰㕤ㄳ攲㐳㤸ぢ㈱㘱㘶㔸挸扣㍤摣ㅤㅡ改㄰愱㐳㍥ㅣ㠴㤰㐵搰㌲㠴ㄴ摡挲㙣㠴㉣㘶㔸㤴㘱㐱㌸〸㈱㌱㘸搶戹㉢㡥戶㥤ㄴ㑥㠶㘹㐳㤷戵㌸㐹改〳㡦㜶㥡昱摢攵ㄵ扥㉦㥣㍡攸慣㈵㔰㈸㥢㤴〳㘱敢づ㈹㥣㜱搳〹㈹摦㠱㔹㐸昹㌱㉡愸㐳愰㔹愴㜰㍢戵ㄴ㐴搷愴昴㐳㤸ぢ㈹㘹㘶㘸㘶摥挳摣ㅤ㤶搰㘱㈹ㅤ晡挳㐱㐸㘹㠱㤶㈱攵㐸㕢㤸㡤㤴㔶㠶㥤捤戰㐱㜰㄰㔲捥㠱㤶㌹㜷㉤㠳㘲㘷㠵㔳㙦摡〸愳戹㌸㔹㌹づㅥ敤戴攲户㑢㔶〶挳愹㠳捥摡戹㈸㤴捤捡昱戰㜵㠷ㄵ捥敦改㠴㤵ㄳ㘰ㄶ㔶㤶愳㠲㉡㠷㘶戱挲つ搵摡㈱扡㘶㘵ㄸ挲㕣㔸改㘰㠶昳㤸㜷戸扢挳㑦改㜰㍥ㅤ㐶挰㐱㔸昹ㄹ戴っ㉢愳㙤㘱㌶㔶㉥㘰搸ち㠶㡤㠵㠳戰㜲㈱㌴敢㔰㔹㠹戶㥤㤴㜱㜰㙡㈳㡡收攲㈴㘵㍣㍣摡㘹挵㙦㤷愴㔴挰愹㠳捥摡㉡ㄴ捡㈶愵ㄲ戶敥㤰挲昹㐴㥤㤰㌲〹㘶㈱攵㘲㔴㔰㤳愱㔹愴㜰㍢戵㑢㈰扡㈶攵㔴㠴戹㤰㜲㈹㌳㕣挶扣㔳摣ㅤ㉥愷挳ㄵ㜴愸㠶㠳㤰戲ㅡ㕡㠶㤴ㅡ㕢㤸㡤㤴㉢ㄹ昶ぢ㠶捤㠵㠳㤰㜲ㄵ戴捣愱㜲㌵ㄴ㍢㉢㥣㔸搴㐶ㄸ捤挵挹捡改昰㘸愷ㄵ扦㕤戲㌲て㑥ㅤ㜴搶慥㐱愱㙣㔶捥㠰慤㍢慣㜰昶㔲㈷慣搴挱㉣慣慣㐱〵㌵ㅦ㥡挵ち㌷㔴扢ㅥ愲㙢㔶ㄶ㈰捣㠵㤵ㅢ㤸攱㐶收慤㜷㜷㔸㑢㠷㥢攸搰〰〷㘱㘵ㅤ戴っ㉢ぢ㙤㘱㌶㔶搶㌳㙣〳挳㥡攰㈰慣摣㑣つ㤷昹㕢昰㙢㈷㠴㤳㤸摡㠸愰戹㌸〹㐹挲愳㥤㔶晣㜶㐹㐸ち㑥ㅤ㜴搶㙥㐵愱㙣㐲昸㘲慢㍢㠴㜰愶㔴㈷㠴㉣㠵㔹〸戹㡤㥢搴〲捤㈲㠴摢愸晤ㅡ愲㙢㐲捥㐶㤸ぢ㈱ㅢ㤹㘱ㄳ昳㥥攳敥㜰㍢ㅤ敥愰挳㌲㌸〸㈱㜷㐲换㄰戲摣ㄶ㘶㈳攴㉥㠶摤捤戰ㄵ㜰㄰㐲㝥〳㉤㜳㤸晣ㄶ㡡㥤ㄵ捥㤸㙡㈳㡣收攲㘴㘵㈵㍣摡㘹挵㙦㤷慣慣㠲㔳〷㥤戵摦愱㔰㌶㉢ㄷ挱搶ㅤ㔶㌸㉤慢ㄳ㔶㉥㠱㔹㔸搹㡣ち敡㔲㘸ㄶ㉢摣㔰敤㕥㠸慥㔹戹ㅣ㘱㉥慣㙣㘱㠶晢㤸昷ち㜷㠷慤㜴戸㥦づ慢攱㈰慣㍣〰㉤挳捡㔵戶㌰ㅢ㉢摢ㄸ昶㈰挳搶挲㐱㔸昹㕦㙡㌸㑣ㅥ挲慦㥤㤰㥢攰搰㐶〴捤挵㐹挸㍡㜸戴搳㡡摦㉥〹㔹て愷づ㍡㙢て愳㔰㌶㈱ㅢ㘰敢づ㈱㥣〲搶〹㈱户挲㉣㠴㍣捡㑤晡㈵㌴㡢㄰㙥愳昶㌸㐴搷㠴晣ち㘱㉥㠴㍣挱っ㑦㌲敦慦摤ㅤ㥥愲挳搳㜴搸〸〷㈱㘴㍢戴っ㈱㜷搸挲㙣㠴㍣挳戰㘷ㄹ㜶てㅣ㠴㤰摦㐳换ㅣ㈶㍢愰搸㔹攱㔴戰㌶挲㘸㉥㑥㔶戶挰愳㥤㔶晣㜶挹捡㝤㜰敡愰戳昶ㅣち㘵戳戲ㄵ戶敥戰挲昹㘶㥤戰戲つ㘶㘱㘵㈷㉡愸〷愱㔹慣㜰㐳戵㍦㐰㜴捤捡㐳〸㜳㘱攵㡦捣昰㈲昳㍥散敥昰ㄲㅤ㕥愶挳㈳㜰㄰㔶㕥㠱㤶㘱攵㜱㕢㤸㡤㤵㔷ㄹ昶ㅡ挳㜶挰㐱㔸昹ㄳ㌴敢挶敢㜵戴敤愴㜰敡㔹ㅢ㔱㌴ㄷ㈷㈹捦挳愳㥤㔶晣㜶㐹捡㑥㌸㜵搰㔹晢㌳ち㘵㤳昲〲㙣摤㈱㠵昳摢㍡㈱攵㐵㤸㠵㤴㌷㔰㐱扤〴捤㈲㠵摢愹扤〵搱㌵㈹慦㈰捣㠵㤴户㤹攱慦捣晢慡扢挳摦攸昰づㅤ㕥㠳㠳㤰昲㉥戴っ㈹㝦戶㠵搹㐸㜹㡦㘱敦㌳散㕤㌸〸㈹ㅦ㐰换ㅣ㉡扢愰搸㔹攱㐴户㌶挲㘸㉥㑥㔶摥㠷㐷㍢慤昸敤㤲㤵て攰搴㐱㘷敤㐳ㄴ捡㘶㘵ㄷ㙣摤㘱㠵戳改㍡㘱攵㈳㤸㠵㤵㡦㔰㐱敤㠶㘶戱挲つ搵晥〱搱㌵㉢ㅦ㈳捣㠵㤵㡦㤹攱ㄳ收晤挴摤攱㔳㍡晣㤳づ㥦挲㐱㔸昹ㄷ戴っ㉢㥦搹挲㙣慣㝣挶戰捦ㄹ㤶〷㈱慣晣ㅢ㡤っ㉢㕦㐰戱戳愲愰户ㄱ㐶㜳㜱戲攲㠳㐷㍢慤㈸搸㈵㉢㍤攰摣㐱㘷敤㑢戴戲㔹挹㐷㑦㜷㔸昱挳慦ㄳ㔶ち㘱ㄶ㔶扥㐲〳㈳愵㝢㔸攱㠶㙡摦㐰㜴捤㑡〰㕥㉥慣昰㐳ㅢ㥡㠲㔰㍤摤ㅤ㝣㜴挰㔰㔰㥥㉡㠶㠳戰㤲て㉤挳㑡㠹㉤捣挶ち㍦ㅥ愵昹㈱ちづ㠵㐳昷收㠴ㄵ〲挵愰㙤愲ㅥ〷㌴㔳〷㠴㘷㌴㠷愲昸㉥㔴つ收㡣愴搹戵㍦㡣ㄸ收ㅢ㌳㜷㜲㍦〱㤲晤戹㈸㑣㜷㤳㑤㤸㜷收挱搸戲㕣っ戲㝤捤㙤㑢搱㜳敦㘶昶〴ち晥晤㥦㙦扥改㕥ㄵ散搸㜹㠵㑢昸㘷攷㜵㜵㜹㐵慣〹愶㡣昱慡㠲㝥攰慢㤳㠱昳㥣㐹㉥捣搴㜷捦攸ㅦ㐷㜴〷㐷昹㘵㌸户㘱挳散昱昳㈲搴㔴晤㔱㡤㌹㌴㝥ㄵ㡥つ慥㐸挱㤱攸敤㜲昰㔵昶戶㌰㠷㘱㙢搳慤㔱っ㝤戳挹㍦愸㌶㕡ㅣ〱挴ㅣ㍥昴㘱昵ㄲ挹㝣㑣㔳捣晤㝡㐲㈶昶㈷㈸摡昳挰㥣慦㔵㐸ㄸ㉤㠷㘳㙤ち晥〵㜰㍤攳戳昱㘴っㄷ㝦㑦㙣捣㠱㔳㈳昵挹㐴㉡ㄱ㑥㤷搶㘲昶㐶㈹扦㕦ㄲ挶㍣㥥㜱〵㥦㈲愳㙢㑤㙥㔸㝥㥣ㅦ㍦ㄳ㡡〲㡢攳㠹愵㜱㔹㥢㠲ㄴ㍦攳㈲㜸ㄵㄶ戲っ㠶昸㡣攵扢〰㉦㔸㡡ㄵ攵ㄲㅣ㘰㌵㡥戲ㅡ摦㌵ㅢ㈵〳搱㘰㤴㕦㍣扦㐵ㄱ㍣ㅡ㤹挹㥥扦ㄷ攴〱ㄵ攳敢戲扦敢收敦㡤敥㘲㜴换昸昲㑣㝣昱挴㕦㠲㥥摥攸戱㑤挶〸㝥捦捣愲〵㘱㤴㙦愴挹搷搲搴㈰昴昳㔴ㄲ㔰ㅦ〲㌷敥敡戰㥢㐳慣挷愲㥦扢慤㜶㈰晡搴㘰戴〴愲㠳愸挱㠹㡥㙡〸㝡戹㕢愹昷ㄱ㑡㌲搱㠹搹搰戴㠱っ昵㉥㝡㐸㐸㌶愰㘵〸攰ㄲ㍣挱㙡㤴㕢㡤愱㘶愳㘴ㄸㅡ晢〶搰攱挸捣昵搳〸愸㐶昸㌴㈲ㄶㅣ㘱昵昷㘷搷㤱昴㌸〲㐲㡤㐲扦〱搱ㅢ搸㤲㙣㠸㐶挳㈶㄰㤵㈲㐶㡤㠱㈶㄰つ愰㠶㔸晣攴愹ㅦ愰㔷㈰㝡ㅤ攱㑥㠸㕥㜳㠵攸㈴〴㜱〹㥥㙣㌵㝥㘸㌵㑥㌱ㅢ㈵㘳搱搸㌷㄰㡤㐳㘶慥㝢㉥㐴攳慤晥㐱戰捡㘷攸戴㠱㜰㔳㤵攸㌷㈰晡㠳〳愲〹戰〹㐴挷ㄳ㤴㐹搰〴愲㈱搴㄰换㌲慡ち扤〲搱昳慥㄰敤㜰㠵攸㔴〴㜱〹㑥戱ㅡ搵㔶㘳慡搹㈸㤹㠶挶扥㠱愸〶㤹戹敥戹㄰㑤户晡㐷挰㉡㕦搶搳㡥㠳㥢㥡㠹㝥〳愲㈷ㅤ㄰搵挲㈶㄰㥤㐸㔰㘶㐳ㄳ㠸挶㔰㐳㉣换愸㌹攸ㄵ㠸ㅥ㜳㠵攸ㄱ㔷㠸收㈲㠸㑢昰㐷㔶攳㜴慢㌱捦㙣㤴㥣㠱挶扥㠱攸㑣㘴收扡攷㐲㜴㤶搵㍦ㄶ㔶昹㕡愰㔶づ㌷㌵ㅦ晤〶㐴昷㍢㈰ち挱㈶㄰㔵ㄲ㤴㝡㘸〲搱〴㙡㠸㘵ㄹ愵愳㔷㈰摡攲ち搱㍤慥㄰㠵ㄱ挴㈵戸搰㙡㌴㕡㡤㠸搹㈸㔹㠴挶扥㠱㘸㌱㌲㜳摤㜳㈱㡡㕡晤搵戰捡㐷㄰戵㔱㜰㔳㜱昴ㅢ㄰摤攵㠰㈸〱㥢㐰㌴㥤愰晣ㄸ㥡㐰㌴㠳ㅡ㘲㔹㐶愵搰㉢㄰摤敥ち搱㐶㔷㠸搲〸攲ㄲ㙣戶ㅡ㑢慣挶㔲戳㔱搲㠲挶扥㠱愸ㄵ㤹戹敥戹㄰㥤㙤昵捦㠵㔵扥敢愸㥤〴㌷戵っ晤〶㐴㌷㍢㈰㍡ㄷ㌶㠱攸っ㠲戲ㅣ㥡㐰㜴㈶㌵挴戲㡣㙡㐷慦㐰戴捥ㄵ愲戵慥㄰㜵㈰㠸㑢昰㍣慢昱㔳慢㜱扥搹㈸昹ㄹㅡ晢〶愲ぢ㤰㤹敢㥥ぢ搱ち慢扦〱㔶昹㔶愵㌶ㅥ㙥㙡㈵晡つ㠸慥㜱㐰戴ち㌶㠱愸㤱愰㕣っ㑤㈰㡡㔰㐳㉣换愸㑢搰㉢㄰晤挲ㄵ愲搵慥㄰㕤㡡㈰㉥挱换慣挶攵㔶攳ち戳㔱戲ㅡ㡤㝤〳搱㤵挸捣㜵捦㠵攸ㄷ㔶㝦ㄳ慣昲〹㑥㙤㌲摣搴搵攸㌷㈰扡搸〱搱㌵戰〹㐴晣㔰戳㕡〳㑤㈰㙡愶㠶㔸㤶㔱搷愳㔷㈰㕡改ち搱ち㔷㠸㙥㐰㄰㤷攰㡤㔶㘳慤搵戸挹㙣㤴慣㐳㘳摦㐰戴ㅥ㤹戹敥戹㄰㙤戰晡㤷挱㉡㥦ㄵ搵昸㈷昶敡ㄶ昴ㅢ㄰戵㍢㈰扡ㄵ㌶㠱愸㡤愰摣〶㑤㈰㙡愷㠶㔸㤶㔱扦㐶慦㐰昴ㄳ㔷㠸㤶戹㐲戴ㄱ㐱㕣㠲㥢慣挶敤㔶攳づ戳㔱㜲㈷ㅡ晢〶愲扢㤰㤹敢㥥ぢ搱摤㔶晦ち㔸攵㙢愹ㅡ晦挰㕥晤ㄶ晤〶㐴捤づ㠸㝥〷㥢㐰㜴ㄱ㐱搹っ㑤㈰扡㤸ㅡ㘲㔹㐶摤㡢㕥㠱㈸改ち㔱㤳㉢㐴㕢㄰挴㈵㜸㥦搵搸㙡㌵敥㌷ㅢ㈵て愰戱㙦㈰摡㠶捣㕣昷㕣㠸ㅥ戴晡㔷挳㉡ㅦ㠰搵昸愷昵敡㈱昴ㅢ㄰㐵ㅣ㄰㍤っ㥢㐰㜴㌵㐱㜹ㄴ㥡㐰㜴つ㌵挴戲㡣㝡ㅣ扤〲㔱搸ㄵ愲〶㔷㠸㥥㐰㄰㤷攰㤳㔶攳㈹慢昱戴搹㈸搹㡥挶扥㠱攸ㄹ㘴收扡攷㐲昴慣搵扦ㄶ㔶㉤㐴㡦昹㄰㙡〷晡つ㠸捥㜴㐰昴ㅣ㙣〲搱〶㠲戲ㄳ㥡㐰㜴㌳㌵挴戲㡣晡〳㝡〵愲搳㕤㈱㥡敢ち搱ㅦㄱ挴㈵昸愲搵㜸挹㙡扣㙣㌶㑡㕥㐱㘳摦㐰昴㉡㌲㜳摤㜳㈱㝡捤敡摦〸慢㝣慡㔷挳㔳㝦㥥㝡ㅤ晤〶㐴㌳ㅣ㄰晤ㄹ㌶㠱攸㑥㠲昲〶㌴㠱攸㉥㙡㠸㘵ㄹ昵ㄶ㝡〵愲㘹慥㄰㔵扢㐲昴㌶㠲戸〴晦㙡㌵晥㘶㌵摥㌱ㅢ㈵敦愲戱㙦㈰㝡て㤹戹敥戹㄰扤㙦昵摦〳慢㝣㠱㔸㡢挲㑤敤㐲扦〱搱〴〷㐴ㅦ挲㈶㄰㙤㈵㈸ㅦ㐱ㄳ㠸敥愷㠶㔸㤶㔱晦㐰慦㐰㌴摥ㄵ愲戱慥㄰㝤㡣㈰㉥挱㑦慣挶愷㔶攳㥦㘶愳攴㕦㘸散ㅢ㠸㍥㐳㘶慥㝢㉥㐴㥦㕢晤㡦挰㉡㕦㔵搶㤲㜰㔳㕦愰摦㠰㘸㡣〳愲㉦㘱ㄳ㠸㥥㈰㈸㕦㐱ㄳ㠸㥥愴㠶㔸㤶㔱摦愰㔷㈰ㅡ攵ち搱〸㔷㠸㈴ㄴ搱㐱扥㉥收ㄲ攴扢㘱㘹昰晤㌰㤷㤲㝣㌴昶つ㐴㝣愱捣㉡戹㄰昱ㅤ戳昴敦㠰㤴㡦㐵㙢晣㑢㝡㔵〴㔵㌶㝣㈷慤收ㄲ攴㕢㐶扥㕥搳㕥㐰愳㔷てㄵ挴㑦㝦敡㔷㔰慣愶戸ㄲ㐲つ〲〲慥㝦㤹㝥㡣㘹㜰㝣〹昱㐰㘴㜲搶攳㉢㈸愹昷慡㔱㡦㙦㙣摣敡つ昰慡㔷㙡ㅡㅣㅦㄴ㉣㜵慤挷昷㌹㔲敦㑤愳摥㈰㡦㝡晤扣敡ㅤ㙡ㅡㅣ摦攵㤳㤷㈲挴㈷ぢ㑦扥ㅣ㤱㝡敦ㄹ昵㐶㜸搴敢敢㔵慦㡦㘹㜰㝣摦㑥摥㌰㌸敡昱㑤㠳搴摢㙤搴ㅢ敢㔱慦搸慢㕥㑦搳攰昸㔴㕣㈵㌲㌹昹攳㘳扢搴晢捣愸挷愷㕣㌷晥ち扣敡攵㥢〶挷ㄷ搷愶扢搶攳㌳戰搴晢摡愸挷㐷㐶户㝡㕦㝦改戱㝦㝥㘵ㅡㅣ㕦㉥㤳〷㐹〷㥥㝣愰㤴㝡〵㤰㌸ㅥㅡ㍣敡㝤收㔵敦㕦愶挱昱ㄱ戰㐶㘴㜲攲挹愷㌳愹㔷㙣搴㙢昲愸户摢慢摥㐷愶挱昱㌱慤戴㙢㍤㍥敡㐸扤扥㐶㍤㍥ㄹ戸攱昹㥥㔷扤㜷㑤㠳攳扢㔴㙤慥昵昸摣㈰昵晡ㄹ昵㔶㜸搴㝢搳慢摥ㅢ愶挱昱㜹㈷戹昹㜶昰挷㥢㜰愹㌷挰愸户摡愳摥慢㕥昵㕥㌱つ㡥㉦㈵挹㥤慣愳ㅥ敦㘸愵摥㈰愳摥㕡㡦㝡㉦㜸搵摢㘹ㅡㅣㅦㅣ摡㠰㑣捥晤㠵户㠷㔲敦〴愳ㅥ敦愶摣昸㝢挶慢摥㜶搳攰昸㜶捦㥤慥昵㜸慦㈵昵㐶ㄹ昵㜸㙢攲㔶敦㌱慦㝡㡦㥡〶挷㌷㜰攴㠶挵㠱㈷㙦㕣愴摥挹㐶扤㐷㍣敡㙤昳慡昷㠰㘹㜰㝣㑥收〹㘴㜲攲挹扢〰愹㔷㘹搴摢攱㔱敦ㅥ慦㝡㥢㑤㐳敥㤷㔹㠲搶㘵愱攰〵愴㍣捥晢ㅢ㈰挶㥦㤰敥昹㥦ぢ昰挳㄰〵㘱づ摢昵っㅢ摦昶攷㤸愹㝣㝣㈳㉡㘳㕥挵昸㙢搲㈴㍥敦㕦㡤扦㡤挶摦㤰攲晦挶㘳㡥㉢攱㙦愶昹户㝥搶㕦㌱㙡愲㌱搸ㅦ慥㐹攲捦ㅡぢ挳㔵㈹晣〵㜶㐳ㄱ㍥愶㥤挶晦㙥㈱扥㍦っㅣ㘳ㄴ㌲ㅦ㌷㕦㔸㡣㍦㌲㜵ㅤ〰攴挸㕥敥㕦㍤摡晥捣㝣てㅥ搶㘷〶㝣晣㈳搴扤ㅢ㌶㤶ㄹぢ㍥昵㍢昰㉡攳㕦ㅦっ㍢㔴㠶挶昰㠷慤昸晦戸㘰㉦〹㈸㔹㕦㠵戱㌶昱ㄵ㠱愹㌵愰㤹㔴㥢昱㜷扢挶搷㜸挷昳〶挵ㄶ㝦㠷㙢晣㑣敦㜸摥㜰搸攲㌷扡挶捦昶㡥摦㥤ㅤ㝦㥢㙢晣㕣敦㜸摥㄰搸敡摦攲ㅡ㍦捦㍢㥥ㄷ㜸㕢晣㝡搷昸戳扣攳㜹挱戶挵慦㜵㡤て㜹挷昳〲㙣㡢扦摥㌵扥挱㍢㥥ㄷ㔴㕢晣戵慥昱ぢ扤攳㜹㠱戴挵㕦攵ㅡ扦挸㍢㥥ㄷ㍣㕢晣㙡搷昸㤸㜷㍣㉦㘰戶昸换㕣攳㥢扣攳㜹㐱戲挵晦摣㌵㍥攵ㅤ捦ぢ㡣㉤㝥㤵㙢晣ㄲ敦㜸㕥㌰㙣昱㉢㕣攳㕢扤攳㜹〱戰挵㥦敦ㅡ扦捣㌳扥㠰愷㠶㙥㥦愳㜸㈱摡换㔹㈲㍦㐱ㅤ挵昳〸ぢ㙡换愹昱慣㈰㕡ㅢ㌵ㅥ攳愲戵㔳攳ㄱ㉢㕡〷㌵ㅥ㝦愲㥤㐷㡤㐷㤳㘸㍦愵挶㘳㐳戴昳愹㜱㑦ㄷ敤㘷搴戸摦㡡㜶〱㌵敥㠵愲慤愰挶㝤㑡戴ぢ愹㜱てㄱ㙤㈵㌵昲㉤摡㉡㙡㘴㑦戴㡢愸㤱ぢ搱㉥愶㐶㘴㐵晢㌹㌵搹㐸㘰㤴昵㜰愵㘴㘳ㅤ扤戲搱㡥㕥搹㜸㐷慦㠰攰攸ㄵ㌰ㅣ扤〲㡡愳㔷挰㜱昴ち㐸㡥㕥〱换搱㉢愰㌹㝡〵㍣㐷慦㠰攸攸ㄵ㌰ㅤ扤〲慡愳㔷挰㜵昴ち挸戹扤㍤晦て㈱㔱㕦㌸",null,"㜸〱敤㕣换㙦ㅢ挷ㄹ攷㔲㈲挵愵㈴换戱㘴㈷捥挳㔱㥥㑤㉡㠳㤱㕦㜹㈰㜰㕤㍤㈲㕢㡤㘵㈹愶散愰〸㔲㜶㐵捥㑡ㅢ敦㐳摤㕤捡㔶㠲㌴㈹㤰㐳搱挷愱攸愹㐱ㅦ㈸㔰〴敤愵㐰㝡㈸㥡㌶晤て㥡㈲愷摥ち愴㤷㕥㕡ㄴ㉥㝡敡㈹晤晤㘶㜶挹㈵㈹慥㘴㈶㘹改㐲㈳㙢㌴㍢昳捤散捣㝣捦昹扥㔹㘷戴㑣㈶昳㌱ㄲ晦㌲つ戲㜰㙦㜹㍢〸㠵㔳㥡昳㙣㕢㔴㐳换㜳㠳搲㡣敦ㅢ摢ㄷ慤㈰ㅣ〰㐰扥㘲愱㍤挸㔵〲敢㔵㔱愸㙣〹㍦〰㔰㉥㤳㈹ㄴ昴㉣摡㌹〸㝦て挶て㍡㝢㡤っ㈲㉢捦捤㉥慦扤㠲㔱换愱攷㡢攳㤳㔷㔵摦戳㑦㤵㑥㤵㑥㑣㑦㍦㔹㥡㍥㍥㌹㔷户挳扡㉦捥扡愲ㅥ晡㠶㝤㝣㜲愵扥㘶㕢搵攷挵昶慡㜷㑤戸㘷挵摡昴愹㌵攳昴搳㈷㑥㥦㌹㘳㍥昳捣搳㈳㜸㜳㘶㘹㙥㜶挵ㄷ㘶昰改っ㤹攳㠴㑦捦㡢慡挵㤵〹攱㕢敥㝡㘹㙥ㄶ晦ㄲ戳挷搳㔳愵昲㠶㄰㈱摦㉣㝣攱㔶㐵愰愳攳戰㌳ㄳ〴㜵㘷㤳㕢愷㍢ぢ㔸㘸搵〸挲㥣㌳㈷㙣㕢㜷攲㔱ぢ捥㌲㜶捥㌶戶㐷㥣戲㜰〳㉢戴戶慣㜰㍢敦慣㘲愰摡愸㜳㈵㄰㤷つ㜷㕤㕣㌲ㅣ㤱㜳捥搷慤摡愰㑡㤹㠱捦挵㐳㈴㈷㈶㔷㕦㥡〹㥣戹つ挳㤷㌳ち戸㉦㈹戰ぢ㝥戵ㄵ昶愱敥攳㜲敡昲つㅣ昳㤱敥㜰㘸戹㙡昸つ挸愹敥㤰搱攲㕢㘷昰㐴㜷昸挴ㅥ戵昶㜹扣㝢ㅦ戹㤵慤搰摡㜰㐴摤㜲㐷戱ㄸ㍤捦㙣㠸㔹㠱ㄹㄱ愸ㄷ㤹つ㌳ㅢ㐱愶つ晥ぢ㍣㤲散挸愶㙣挵挸㔶搶戲㤵㙡戶㔲换㔶㐴戶㘲㘶㉢敢搹捡㐶戶㘲㘵㉢慦㘴㉢搷〰ㄳ愷挲搰㔰㌶㑡晦扣昴昸㠳摥㠵㘷ㄷ摥扦㘴扣晥敦摡㡦㍥ㅣ㌹〰愰ㄷ愲㐹捤晢挶㜵㤰㕡㤳㠸㑦㤶愶昹戳㍢㔳㠰㈷捣㌳收㔳收㠹ㄳ戵㌳搳挶㈹㈳挷㘵愵㈰扦㠵㔰づ〲㜶挴㝣搱㜲㙢摥㜵㠹扢㝢㘷㡤㐰㌴㌷㙥㉡㙡㥢昵敡㙥㉤戸㘷攷挶㜲㘸㠴攲敥昶戶收㈰ㅤ摤捡㘰㉢ㄱ挸昷ㅤ㙢敦㜶搵戰敢㘲收㠶愵㥡敦㙢㙢㜶㔶㝣㙦慤㝢敢㠲㉦扥搶㘸敤㤸搱っ㐴摡㤶ㅣ扢㘳㤵慡㐹捤㙢㜲㙥挳ぢ㠴㉢愷㌷攵慣㔸搵㙢挲㉦ぢち㐴㔱㤳㑢㍤捣愶㠸敢愷㤶㕤㉣ㄴ摣㕡㝢㌰㔹㙢㍥㜷㈳〴㌳㡢ㅡ收扢㈹晣㜰㝢搵㔸戳挵㤱ㄶ㄰昵㑥㌴ㅣ㙤愹㕥昰慡昵㘰捥㜳㐳摦戳㕢㕢㘶㙡㕢〶㈴㑤㙤挹慢㠹挱挱㡣ㄴち㄰户〳〳㥡㤶昹㝣㜷㕥㤰㠸㐸愰㤸㡣㝣㔷㉢搹㤵㉥㘳㜵㔸㠵㉤㐸㤳搹㠷㜷ㄹ㡣昳㤵㌲㈶㠵〳ㄳ㙢愲昶攰㑢ㅦ摢㘵搸〶收㍥㕢攰㙣㜶㍣㕡晤㜳㕢挲つ㉦ㄸ㙥捤ㄶ㝥慡敥搳㌸㈳㝤っ㔹敥㈶〴㐲搷摤愳愲搳㙥㘸摢戹敢㔶㉤摣挸㙦〸㙢㝤㈳㐴ㅤ昴㘳愱挰慤敤㐸晡ㅤ愸搲て㌱ㅢ㐷㔶㉣㘶昲ㄳ〴捡ㄷ㤱㌲㌹㑡愷ㄴ㕥㙥ㄱ攴散搷挲换㈳收㠲㘵㠷㐲〹攵㌱ㄳㄸ㔱㕡㑤愲㙦㤴㈴敡ㅢ㔵愵㌰㈶捣㌹㔰愹㘱戹攱㜶㤳㙦㍢戸㐴ㄱ搱扥㉣攸㍢㔹㐰㔱搰㉡て㔲㜸つ㐴搳㈶つ搲㠱ㄳ㐴㐴㌶㐸搱散ㄸ戹㤵挸〸㥦㈲㈳〰㥦㈴㐲㐲㑦㜷㤷ㄱ㈴昶㑥㈲㘵愷慥晣戸㉦捤㜶戲攴㤵㌴㍢㡣㡤搳㡦㌰扢㤳搹㕤捣㡥㈲搳晥ち〹㐷㈹㠷㜲㙢搲敦挱戳㝥㉦戳晢㤰㐱㍥改㤴㌹㤱愸愲つ戵ㄷ㍢㤲㜰愳戰㤳愵㔱慣㐴ㄱ㉤攳㠶㥤㌹敡㐸㐴㐷㔶㘷㝦攸摡㐱愹㘳ㅦ敤㑥㥢挹攵㤰㈲㔳㐰㤳㙢摤〵㌴戹ㄱ〴敤㔱㙦摤㡦慥晡㈴戳〷㤰㈹挵㐲㘳㜷㙦搶㍣捤挹摢挲㈴㔲㠶㔰㡦捡㍤㈲㘲㥡晦㈹〲慥攳攸戲㙦㍦搳ㄴ㥣㌲㙦㝢晢昹㜸㜷摥㡥㤰摥愶㌳昷㜵づ㍤㐵户㘸㐱㍦〸昶搲晥摣㔵扦㍣㡣㘶晤ㄱ㘶㡦㈲㙢搳㉦㍣㜹摦慡㤷㐰㥡挴㑥〲㜳㠷攸㜱㤱ㄶ敥敡昶愶㤰摡㘷挴㕣㌵晣㜵ㄱ挲㝢戱㌸て㍢搸昳㝤㘱攳㐰㕢㤳ㄵ㍣扢摣搹㕡ㄹ㉣昸㥥挳晡㝤晢㌸戸㉤ㄴ挳攰㘰㜶㈰搳㘶ㅦ愷搸㤹〹㝦㔳㠲㜲愸㝦㑦㜵ㄷㄲ㠹㑥慤攴挵㝥改㘷换㝤㐹搲㠳㈴㜹っ摢慡㍦㡥っ㔲㐲晢㔳㔷㠹㌲㐵戰攳ㄲ慣搵㕡愵㜷㉦攵㘴搲收㍦散㤰㈳挳捡㔹㍢ぢ摦㐱㌰敡㤴㉤愷㈱㉣㠶㥤ㄵ攱㔷攱㔷戰㙣㔱㔴㉥㔹㡡㥡㝤㔹㜱㥢挸㡡㠱㠱㡥戳㜴㡡㙦㑤搲㐹㥢㤴㐸攵昶搴挶㤴㜳㜸㤳愸攸㠲愴㔰㐹㜱ぢ㌵㈴㄰㈹㡦戰晢㈲愶〷ㄱ㔳挲挶改㑦㌰㥢㘶㜶〲㔹敥㡦㤰㌴㝢摤㜸〶挲㠶戶攸捥慥㔴㌲〵愲㐱扡〷㍦攸㉡慣㑥昳㌵㘷㤸㍤㠹慣捤晣愱昳㌱㠵㄰㈵捡ㄳ㠴㐸㙢㐹㌷慦㕡攲㍡㘹攰㠰㠹愰搲㕣㍤〸㍤㠷㔱愵㔱㜳摥扢攴㠵昳㔶戰㠹㈸搴戸ㄹㄵ㕥摣㄰㉥愸换㠷敤搳㔶攷㙤㙥㡡㥡㙥㤶扤㍡㐴摢攲㝣㍦ㅣ捡戱㍥搸㤲昲㕣㥥搵㤰㝡㍢ㅢ㘳〸㑤㥥㠸攱㙢愵㈷㜶㑦㥥㙦ㅥ晡挶㥡㍢扡㙡㠵戶ㄸ㌶ㄵ搳戱㕣㌰戱㡢㠸ㅡ搴㠶捣搵つ㕦㠸昹㔱昳扣㙦搵㙣换ㄵ㐴〶㙣㑣〶敡㉥㡡㜵㐴〸㔶㍣挶晦㍣㜷搴㕣昵つ㌷搸㌴ㄸ㑣摣㍥搴昲㈴㐳㈲㌹㜳搶㜲〳扣㐶㘲㤱攵㌱戳扣攱㕤㐷慣戶敥戸攷㡤捤愰㉦戰㐲愲㔷㐹愲㐶换㙡搹慣㔶挸ㄶ㝡挵てて攴㤹捣㐹晣づ㌲㤳戸捡攴攸㉦㑦搱摥戴敢愳昸っ敤㜴捥㘹〴㤱愳㐶攵㐰慡ㄴ㈶愷敡㑦戳捦㌳挸ㄶ捦㕦㔹㙣㐶攵㍥㐹戴㍡㐷〷㝦㡡㠸㤷㔴搱㠸㠱搰㍤㜷㐰㔱ち敢㐸㌸㘰㐰㈰㥣㑦敤搴㔷㌴㈵っ㠹敦㐰戳戸㠰㈰搲㠸㜹搱㔸ㄳ㌶㐲搱㡥ㄱㅥ㔰て戴㘲ㅤ挳づ愲戶㌹捦㜱っ㔲ㄶ愹戲㕣㌵㐸挰㌳昵搰㕢戲㕣摤㐴㈶挹㉦慡㌲㙥愰捡戸㈱慢㐶捣换㡣ち捡㌲挷昲搶つ摦ち㌷ㅣ慢㕡攰〳㈳㜷㝤㐱㤲攰㜱ち摥㌸挵㈲㘳戲捤㤸扦〲㡢㉤㈸〱摢㈵㠸㔱㙥ㅤ戱て挲捤㙡㜹晣㘸㍤晡㤵㈰㕦愴㤳㔴㝦ㄶ愳攵攴戵〸㐸ㅣ㤹㙥挶㤷㉦㙥扥㠱ㅡ攵㤶㈳搶㔳㐸〴づ挱㠴㡣愷㜷㍢㙦㕥㜱慤㄰搸㈳挶ㄶ慣㜰㍥〰捡㤱愱㈸㑦户㜷㑢慣㈶㍡㑤㌵㤴挲晤㥤㑤㉤㕡攲㔸㘷㝢㔲㙤㍣扣㐳戳㔲㈸〹㍤戲ㅢ㤰㔴㉣㍢捣戱㥦㌴㡤㈶昵㜶慣㙣戴㌴慦㘹㜳摦㈹㐴㍥㠱㕥㤲㌴㤳搱捦㑡㐲㐱㡣㤷搴〱ㄵ㐵㜷㝤㍡㜹㈴㠲㌵㌴〱㡡㔴㔳慡㙥㌴㡡〶㉥攲挶㐹㑤ㄴ愳㈷昰昷㠱愸戸㕣て㕢㕡㡣ㅢ攳㔱换㡣㙤㉦扢㌰ㄲ慡㠶㕦敢ㄳ㤶挶摡㤴㠲㤱摣搹慢昲㔷摢㥢㘰挴㠸つㄹㄱ㐹㜱〳㠳つ挱㕣㠹㘰㉡㡤戳㔱㙥㜵愳扡挰愷㈵㘱戸ㄲ〳攵戰㌶㉦戶愴ㄵ搶㌴攴挷㘵㠷挶㘱㔱捡㔱摤㥣㔹ぢ愰搱㐳捡昱愸㈴ㄹ㕣㌷㉦搳㉢㠵晢ぢ㄰扢㔱㘹愵ㅡ㈲慡摢ㄸ㠰〷㠳晥挱づ㜶㐴㐵㑤㘸㥣㔱㠲收㔳〸户㜵ㄱ攴㥤ㅥ㌱ち㐱㙡捡昴㡦㜳摡摢㍦㘰晡挵戹㑣㕣㠸㤸㠸㤱慥ㄴ攳〱挸㑤〶㈵挹㐵攳㜱慣㕣㐹㌶㈹戴㐶攲㍡㕡ㄸ愳戴昸晣㄰ㄷ㜸ㄸ挶ㅡ㈳摢搸戸攰ㄶ㕡搰愶昶昶〱㜳搱慤摡昵㥡㤰慡㌸㤶搵㔲㈳昷〵扥攴摤㍦挵㑤㈹晢ㄲ㙤捡㈲㑥㔲㕣㌲㤱搴扢搹慤㝦〱摤愵㤰挳ㄸ㑡戶㌱昶㤸攲㤵㤳戱戰㡥㉢ち㌴てて㌵敦㉥挸㝢㜳㄰㘹ㅤ㔵㤴㘵ㄷ㜱ㄵ慦ㄱ㐰㤶摣㤶〰扢攸㕤昴㘸戲㈷慡㉥㔸慡慡㉦㜰㠴㜵㉡㠱㤷捦挳ㄸ改㤱㍢㌸㐸收㘶ㄴ搸扤昹㠶㝣捣摣㍣ㄷㄹㅦㅡ挳扢㍣〴㘵戰慢㘰㈴摡摢搹愶搱慤㌱昰㑢挳㕢晦㈲㌲㡤ㄱ㘰ㅡ戴㠰㔴〶捥㉣捡扢ㅢ㌸㡣㐵愶〴㐷㤳㜱㔴㠶㈸挷攱慦〷搲挰㑤㍣㐷慦㝡㔰㐲攱㠴扣ㄳㄶ㕦㑢㥣㜲㜰〲昲晣㈳㙤㤵㉢㐶㠸㥢㉦敥搱戶敡㤹㕡㡤收㉥摣㜳㝤㠱㔵摣摡㔰收攸㐴摢㝤㉣戹㈶摡㜷て戵㌵㐴昷〴㑦捥㤷㉥ㄸ㘱㜵愳ㅣ㙥慢㍢㕢扤㤲㐴敥昷㜰㐷散昸㜶摡捣㠳㉥敦愰㙥㜱敦㡢搷㕣敦扡㉢攷㤵ぢ㜸攱㡦㔶慣㍥㌴挴㐹ㄶ㌳ㅦ攳㐷愶㙣㈶昷㍥㐶摣换戴㌹㐰搳㍦挲㜱㘴㔲搲㘰ㄲ攵ㄴ㍡㠱敤摥戸㌰㐰㍡㤹㘸愳ㄳ㈹〸昶〹挵㕤晦搴〸㐵晢ㅤ搰㑡㘲㔱㈷㜲散昹㍢㘰㝤敤户愸㈱挲昱ㅣ㠹㤱摣〳㈸愵愰㑥ち昲攸㜶〷敦㠲晣晦㘰㈹收收ㅤ搹改扦挰捣摡㝢敤㈸㍡㐶ㄴ晤愶ㄳ㐵㡣挳摥㔲挴㥢戳摦㍦㙡㝥收户㝡晦㠷㐷捤㉦〱挳㑣搲ㅡ㐳㑣㡤戱昸㠶㌱㤰敤㌰〶ㅥ㐱戳㌴〶㥥㘷ㅦ㠶敢㤵㌱㄰㜹㍢㤶㔰戱扢㌱挰㈰㕥㡡挹㤷㠸愹㈶ㅣㄸ㍣㙢ㅤ㜱攸〹扢㠰摢戵㈲㐰攰ㅥ敡㈹㤸㠳敦改捥捥敡ㄵ挳㌷㥣愳戲晥扣㉦愰戶晣㔵㕣搷㤶㕤搸攳敥ㅤ㕢㘴愷ㅤ扣ㄲ戱㍢㝤摦㜳戲户㑢敡挰㤴㑡捡㑦慦ㄵ戴晣㈷昰㠹㘸㍣㈱㘴㕥㥢昸攵昹扦扣晡搶㌹㕥㑢㡢㘸㌵挷㌸㜰㉦戱㜹㕡づ㠸摥㈶㙥㠴ㅣ收搷㌷㑢昸っ挹摡戴挵慣攱㑢㝢㈷搰㥤戸愸〸㉦㐱㤸㡡昸晡挱㤸挴〵〷㘵㑣㤶摡ㅣ㥢昲敢㈵改っ㉣㈵㈶㉥扤㜷㜱㝣㔰敢慡戲㝡戴㉢㜳扦㠲搲戹挵㠹戴摡㠳㍣㕦㌲㘹摡扢敤㕡敤っ戵㥡㌴ㄳ戵㈹㐰挴㔲ち㠱〶㔲㐸昲挸挲挸扦㤴㔲㉢㈸攴㑡挸㔲㐲㘸敤戱㕣㥥晣昷㠵㠰㘸摣敥敢昱㑢ㄵ散㈲戰ㄸ㝢摤㝢㍤扢搲敡㡣㔵ㄳ㘳戲昲昴昱〲ち昲㤸挲ち〶㘹㘵敤㘵ㄴ攲㤴㍢㠱搲㥥ㅤ㑦㝣挹愸愳㈲㙣㡡戱㜳づ扤㙡㐵攷㌹户㡥㉢ㅥ搰㌳㜹愹㌰摣㐳慣挶搱㔳〶攳ㄴ㘸㔱㔵㌱ㅦ㔳挵㐶愷攱愸〹㍡换㍤㡡昳㈷愲㝣晣ㅣ㠸敤㔳捤愱て户户㔰挷戹㐳㔸㈰㝦㘱㝦ㅤ㑢㘱㙣扣㤵ㅣ〳〹扢㈷愸㠲扡〳㕥㐶ㄷ㘹捦㙢㝡戳挸㜷㘹ㅡ㠳搱㌱㘷つ㜴敡㝦㠶愹㈵㘷慤ㄲ㥡昱敡ㄶ晤㝦ㄵㄵ扢敡㝦㡤㐱㌶㠹戲ㄷ愳〲ㅦ㜲㡣㤴散ㅡ㥣攱㡥挰㠷㡤㌰㡤㍣〲敢戲挸搸戶㉡㤵昱㝤慡㙡㤶ㄲㅣㅥ慥挱昶㍢㄰㡤扥戴㙤㠷扢ち㐰㐶㠱㜲㍦㠷〸敡摡㥦㤳敥㍣挷收扦㡣敡㠹㈵慢敡㝢㠱㘷㠶㤳㘵㐴㜷㈷昹㠱㤹〹㥢㘷㐶㝢愷㕤愸㍤㠴㥤ㄸ㜹〹㝤㤶㤶㈱戰㉦㠹昰㔳ち㍡㌲㠴戰户㤰〵扦㌵㍡㤸㠸㈳㔱㌹〴㜷㤸㉦搴つㅢ㥦愷㉥挳愹ㄹ戲慡㉦㜴㥤㜲㉤户摦挴攰捥攱㉥搶昳㜰晣〸扢㠴㈸㤸㕣挲㑢㉦㜳㕢摢昷愰ㄵ㌶㕡㕢㐰挸摥㥣㙢挵摣捦㠰搲扤扤愵㤵㘲昸㑥㝥㜵慣ㅣㅦ㜴㡣敥摤ぢ换㤱挶㐱攲搱攷摡昴㜶㑤搹昰㤱敤㈱挲晤㌲扡㙡㕦㘴㠶㕦晤㉢㔱㠱てㅡ㕤㜹捦戲昰㔳㉣㠹戴㡦㜲㈶晦㔵㘴摤〹晡㈷〰㙢㜱て㤰愰㌵㥥㉡㐸㠱㐵敤挷㘸攷づ㌵㔶慡挹㤳〳摡昴㉡戲㌸㘹㍣㌹挸㜷晦㄰挰㡤㜷ぢ搴㜶㝦昷摢㍢扥㥢㍡㕦慥㉤㌹晥挱㔸㘷攸ㅢ㘸搶㉤㘶慦㌰扢㠶散㘰慣㍡挶㈸つ㈹㘲昲㉡㜶昰摥㌹㤴㤱㍥㡣晥㝥㜴敥㠳㍦㌰晤晤㥣㈶攵ㅦ㥡㕡㔷㐱昹㈷㔷昱晤攴㉡㕣搴㜶㕦挵昷㜶㕡挵㐱㡡㐶捥㐴摦㐴㌶㍡愰㐹戴昱戹㘵㔵㐴㥦㠴昲㈵搴挱戸㌱挷㔵愶㝣㤵㈳㙤ㅥ摥㘲愴㈷㈶慦㕣愹㜹愵改ち㑥攴㐳敤ぢ㠶㡦扣摦㕤挵㜴扥挷昸扣昶摤㜸搷㉦㕣㠸㍦㜹捡㐶ㄱ㈳㘰㕤㔹㤹愴ㄲ㙥愴昶㥤ㄸ昸摤㕦㌷ㅤ㥥㘸㐰〲㘹㈸㘰㔲㤳〴晥㜶っ㝣ㄲ㥦㔳㐹㤸っ攳晦㑣ㅦ挵挰愴㍡〹晣慤ㄸ昸㙦㈷㡦㌶㠰㘳㈲㡢㐴〳㈹㈰挵㝥㤵ㄶ㝤攲搳㙡ㅥ㤴㜳㈶㜵攲戰愹慡㈹づ㘵攰搷㤶㕡㜱〴㔷㌹㝣㝣摣㝣ㄱㄷ㤳㜰㠱〳㤲㔳晤ㅦ〷㡢戸戰㌴㙦㠴〶扥㕤摥㐲愸搸搷攵ㄳ㍢攷捤㘵ㅦㄵ㐳收㘲㠰㜳㔲慤慦㐸〴㉡㝥㔰敤敦㉥㉥昵ㄴ㜳戰戹ㅦ㜱㠸㉢换ㅢ㈰扤㘹〴ㄹㄶㄹ搴扥ㄹ㘳㌶昳㘶㤳㘶昴㙤㈰〷㕥ㄶ攴㉣ㄴ㔵〸㘵㠲てㅡ㔹㤸愸捥扦㠶㙣㉣晥㑦㈴㈶户愴㥢㈳慢扤ㄵ㡦㤷愴ㄴ晤㜵㜶昸㍡戲〱昸㔷戵㠸捥㕡挶捤昱㤵㝢㕥㍢㘷搶愳㘲㜹ㄳ㕤㌵捥㠷㉦搴扦挱愷㌷㤹昱㈹㤶㑢㈸㘷㌴搹搴㕥㍢晣ㅦ㕢慥捥扡","㜸〱敤㕣搹㙦ㅢ挷ㄹ攷㔲㈲挵愵㈴换戱㘴㈷㑥ㅣ㐷㌹㥢㔴〶㈳㕦㌹㄰戸㡥㡥挸㔶㈳㐵㡡㈹㍢㈸㠲㤴㕤㤱戳搲挶㝢愸扢㑢搹㑡㤰㈶〵搲〳㍤ㅥ㡡㍥ㄴつ㡡〶〵㡡愰敤㐳㠱昴愱㑤㝡晣〷㑤搱愷扥ㄵ㐸㕦晡搲愲㌰搰㍦㈰晤晤㘶㜶挹㈵㈹慥㘴㈶㘹攵㐲㈳㙢㌴㍢昳捤散捣㝣攷㝣摦慣㌳㕡㈶㤳昹〸㠹㝦㤹晡㔹㌸㔶摥ち㐲攱㤴㘶㍣摢ㄶ搵搰昲摣愰㌴攵晢挶搶㠲ㄵ㠴㝤〰挸㔷㉣戴〷戹㑡㘰扤㈲ち㤵㑤攱〷〰捡㘵㌲㠵㠲㥥㐵㍢〷攱敦挱昸㐱㘷慦愱㝥㘴攵㤹改愵搵㤷㌱㙡㌹昴㝣㜱㘲晣㡡敡㝢敥昱搲改搲挹挹挹挷㑡㤳㈷挶㘷敡㜶㔸昷挵㌹㔷搴㐳摦戰㑦㡣㉦搷㔷㙤慢晡慣搸㕡昱慥ち昷㥣㔸㥤㍣扤㙡㥣㜹攲攴㤹戳㘷捤㈷㥦㝣㘲〸㙦捥㉣捥㑣㉦晢挲っ㍥㤹㈱㜳㥣昰㤹㔹㔱戵戸㌲㈱㝣换㕤㉢捤㑣攳㕦㘲昶㜸㝡扣㔴㕥ㄷ㈲攴㥢㠵㉦摣慡〸㜴㜴ㅣ㜴愶㠲愰敥㙣㜰敢㜴㘷づぢ慤ㅡ㐱㤸㜳㘶㠴㙤敢㑥㍣㙡挱㔹挲捥搹挶搶㤰㔳ㄶ㙥㘰㠵搶愶ㄵ㙥攵㥤ㄵっ㔴ㅢ㜶㉥〷攲㤲攱慥㠹攷っ㐷攴㥣ぢ㜵慢搶慦㔲愶敦㌳昱㄰挹㠹挹搵㤷愶〲㘷㘶摤昰攵㡣〲敥㑢ち散㥣㕦㙤㠵扤扦晢戸㥣扡㝣〳挷㝣戰㍢ㅣ㕡慥ㄸ㝥〳㜲愲㍢㘴戴昸搶ㄹ㍣摡ㅤ㍥戱㐷慤㝤ㅥ改摥㐷㙥㘵㉢戴㌶ㄸ㔱户摣㔱㉣㐶捦㌳ㅢ㘰㔶㘰㐶〴敡㐵㘶㠳捣㠶㤰㘹晤晦〶㡦㈴㍢戲㈹㕢㌱戲㤵搵㙣愵㥡慤搴戲ㄵ㤱慤㤸搹捡㕡戶戲㥥慤㔸搹捡换搹捡㔵挰挴愹㌰㌰㤰㡤搲捣戱搷慥㤹ㄷ摥㥢晡挱搷㝥昳㡤愹㕦㝣晤敤愱〳〰㝡㍥㥡搴慣㙦㕣〳愹㌵㠹昸㔴㘹㤲㍦㍢㌳〵㜸挲㍣㙢㍥㙥㥥㍣㔹㍢㍢㘹㥣㌶㜲㕣㔶ち昲㕢〸攵㈰㘰㠷捣ㄷ㉣户收㕤㤳戸㍢㌶㙤〴愲戹㜱ㄳ㔱摢戴㔷㜷㙢挱㕤摢㌷㤶㐳㈳ㄴ㜷戶户㌵〷改攸㔶〶㕢㠹㐰扥敦㜸㝢户㉢㠶㕤ㄷ㔳搷㉤搵㝣㜷㕢戳戳散㝢慢摤㕢攷㝣昱攵㐶㙢挷㡣愶㈰搲㌶攵搸ㅤ慢㔴㑤㙡㕥攳㌳敢㕥㈰㕣㌹扤〹㘷搹慡㕥ㄵ㝥㔹㔰㈰㡡㥡㕣敡㘱㌶㐵㕣㍦戱攴㘲愱攰搶摡㝤挹㕡昳㤹敢㈱㤸㔹搴㌰摦つ攱㠷㕢㉢挶慡㉤㡥戴㠰愸㜷愲攱㘸㑢昵㥣㔷慤〷㌳㥥ㅢ晡㥥摤摡㌲㔵摢㌴㈰㘹㙡㡢㕥㑤昴昷㘷愴㔰㠰戸敤敢搳戴捣㘷扢昳㠲㐴㐴〲挵㘴攴㍢㕡挹慥㜴〹慢挳㉡㙣㐱㥡捣㍥戰挳㘰㥣慦㤴㌱㈹ㅣ㤸㔸ㄳ戵〷㕦晡昰づ挳㌶㌰昷改〲㘷戳愳搱敡㥦搹ㄴ㙥㜸搱㜰㙢戶昰㔳㜵㥦挶ㄹ改㈳挸㜲㌷㈰㄰扡敥ㅥㄵ㥤㜶㕤摢捡㕤戳㙡攱㝡㝥㕤㔸㙢敢㈱敡愰ㅦぢ〵㙥㙤㐷搲㙦㐳㤵㝥㠸搹㈸戲㘲㌱㤳ㅦ㈳㔰扥㠸㤴挹㔱㍡愵昰㜲㡢㈰㘷扦ㄶ㕥ㅥ㌲攷㉣㍢ㄴ㑡㈸㡦㤸挰㠸搲㙡ㄲ㝤挳㈴㔱摦愸㉡㠵㌱㘶捥㠰㑡つ换つ户㥡㝣摢挱㈵㡡㠸昶㘵挱㥥㤳〵ㄴ〵慤昲㈰㠵搷㐰㌴㙤搲㈰ㅤ㌸㐱㐴㘴㠳ㄴ捤㡥㤱㕢㠹㡣昰㈹㌲〲昰㐹㈲㈴昴㘴㜷ㄹ㐱㘲敦㈴㔲㜶敡捡㡦晢搲㙣㍢㑢㕥㐹戳挳搸㌸晤〸戳摢㤹摤挱散㈸㌲敤敦㤰㜰㤴㜲㈸户㈶晤㉥㍣敢挷㤸摤㡤っ昲㐹愷捣㠹㐴ㄵ㙤愸摤搸㤱㠴ㅢ㠶㥤㉣㡤㘲㈵㡡㘸ㄹ㌷散捣㘱㐷㈲㍡戲㍡昷㠶慥敤㤷㍡昶愱敥戴㤹㕣づ㈹㌲〵㌴戹搶ㅤ㐰㤳ㅢ㐱搰ㅥ昵搶㍤攸慡㡦㌳扢ㄷ㤹㔲㉣㌴㜶㜷㘷捤搳㥣扣㈵㑣㈲㘵〸昵愸摣㈳㈲愶昹㥦㈲攰㍡㡥㉥晢昶㌳㑤挱〹昳㤶户㥦㑦㜴攷敤〸改㙤㍡㜳㕦攷搰㔳㜴㤳ㄶ昴㝤㘰㉦敤慦㕤昵换〳㘸搶ㅦ㘴昶㄰戲㌶晤挲㤳昷捤㝡〹愴㐹散㈴㌰㜷㠸ㅥㄷ㘹攱慥㙣㙤〸愹㝤㠶捣ㄵ挳㕦ㄳ㈱扣ㄷ昳戳戰㠳㍤摦ㄷ㌶づ戴㌵㔹挱戳换敤慤㤵挱㥣敦㌹慣摦户㡦㠳㕢㐲㌱昴昷㘷晢㌲㙤昶㜱㡡㥤㤹昰㌷㈵㈸㠷晡昷㜴㜷㈱㤱攸搴㑡㕥散㤷㝥戶摣㤷㈴㍤㐸㤲㠷戱慤晡㈳挸㈰㈵戴扦㜴㤵㈸ㄳ〴㍢㈱挱㕡慤㔵㝡昷㔲㑥㈶㙤晥挳づ㌹㌲愸㥣戵搳昰ㅤ〴挳㑥搹㜲ㅡ挲㘲搰㔹ㄶ㝥ㄵ㝥〵换ㄶ㐵攵㤲愵愸搹㤷ㄵ户㠸慣攸敢敢㌸㑢愷昸搶㈴㥤戴㐹㠹㔴㙥㑦㙤㑣㌹㠷㌷㠹㡡㉥㐸ち㤵ㄴ户㔰㐳〲㤱昲〸扢㉦㘲㝡㄰㌱㈵㙣㥣晥㈸戳㐹㘶㈷㤱攵晥〴㐹戳摢㡤㘷㈰㙣㘰㤳敥散㑡㈵㔳㈰ㅡ愴㝢昰㠳慥挲敡っ㕦㜳㤶搹㘳挸摡捣ㅦ㍡ㅦ㔳〸㔱愲㍣㐱㠸戴㤶㜴昳㡡㈵慥㤱〶づ㤸〸㉡捤搴㠳搰㜳ㄸ㔵ㅡ㌶㘷扤攷扣㜰搶ち㌶㄰㠵ㅡ㌵愳挲ぢ敢挲〵㜵昹戰㝤摡敡扣㡤つ㔱搳捤戲㔷㠷㘸㥢㥦摤ぢ㠷㜲慣て戶愴㍣㤷㘷㌵愴摥捥挶ㄸ㐲㤳㈷㘲昸㕡改㠹摤㤵攷㥢㠷扥㤱收㡥慥㔸愱㉤〶㑤挵㜴㉣ㄷ㑣散㈲愲〶戵〱㜳㘵摤ㄷ㘲㜶搸扣攰㕢㌵摢㜲〵㤱〱ㅢ㤳㠱扡〵戱㠶〸挱戲挷昸㥦攷づ㥢㉢扥攱〶ㅢ〶㠳㠹㕢㠷㕡㥥㘴㐸㈴㘷㑥㕢㙥㠰搷㐸㉣戲㍣㘲㤶搷扤㙢㠸搵搶ㅤ昷㠲戱ㄱ散〹慣㤰攸㔵㤲愸搱戲㕡㌶慢ㄵ戲㠵㕥昱挳〳㜹㈶㜳ち扦晤捣㈴慥㌲㌹晡换㔳戴㌷敤晡㈸㍥㐳㍢㥤㜳ㅡ㐲攴愸㔱搹㤷㉡㠵挹愹晡ㄳ散昳㈴戲昹ぢ㤷攷㥢㔱戹㡦ㄳ慤捥搱挱㥦㈲攲㈵㔵㌴㘲㈰㜴捦ㅤ㔰㤴挲㍡ㄲづㄸ㄰〸攷㔳㍢昵ㄵ㑤〹㐳攲㍢搰㉣捥㈱㠸㌴㘴㉥ㄸ慢挲㐶㈸摡㌱挲〳敡㠱㔶慣㘳搸㐱搴㌶攳㌹㡥㐱捡㈲㔵㤶慢〶〹㜸慡ㅥ㝡㡢㤶慢㥢挸㈴昹㐵㔵挶㜵㔴ㄹ搷㘵搵㤰㜹㠹㔱㐱㔹收㔸摥㥡攱㕢攱扡㘳㔵ぢ㝣㘰攴㙥㑦㤰㈴㜸㥣㠲㌷㑥戱挸ㄸ㙦㌳收㉦挳㘲ぢ㑡挰㜶〹㘲㤴㕢㐷散㠳㜰戳㕡ㅥ㍦㕡㡦㝥㈵挸ㄷ改㈴搵㥦挲㘸㌹㜹㉤〲ㄲ㐷愶ㅢ昱攵㡢ㅢ慦愳㐶戹攵㠸昵ㄴㄲ㠱㐳㌰㈱攳改摤捥㥢㤷㕤㉢〴昶㠸戱㌹㉢㥣つ㠰㜲㘴㈸捡搳敤㥤ㄲ慢㠹㑥ㄳつ愵㜰㑦㘷㔳㡢㤶㌸摥搹㥥㔴ㅢて㙣搳慣ㄴ㑡㐲㡦散〴㈴ㄵ换㌶㜳摣㑢㥡㐶㤳㝡㍢㔶㌶㕡㥡搷戴戹敦ㄴ㈲ㅦ㐳㉦㐹㥡挹攸攷㈴愱㈰挶㑢敡㠰㡡愲扢㍥㥤㍣ㄲ挱ㅡ㥡〰㐵慡㈹㔵㌷ㅣ㐵〳攷㜱攳愴㈶㡡搱ㄳ昸晢㐰㔴㕣慡㠷㉤㉤挶昵搱愸㘵捡戶㤷㕣ㄸ〹㔵挳慦敤ㄱ㤶挶摡㤴㠲㤱摣搹慢昲㔷摢㥢㘰挴㠸つㄹㄱ㐹㜱〳㠳つ挱㕣㠹㘰㉡㡤戳㘱㙥㜵愳扡挰愷㐵㘱戸ㄲ〳攵戰㌶㉢㌶愵ㄵ搶㌴攴㐷㘵㠷挶㘱㔱捡㔱摤㥣㕡つ愰搱㐳捡昱愸㈴ㄹ㕣㌷㉦搱㉢㠵晢ぢ㄰扢㔱㘹戹ㅡ㈲慡摢ㄸ㠰〷㠳扤㠳ㅤ散㠸㡡㥡搰㌸愳〴捤愷㄰㙥敢㈲挸㍢㍤㘲ㄴ㠲搴㤴改㕦攷戵户㝥挸昴昳昳㤹戸㄰㌱ㄱ㈳㕤㈹挶〳㤰㥢っ㑡㤲㡢㐶攳㔸戹㤲㙣㔲㘸つ挵㜵戴㌰㠶㘹昱昹㈱㉥昰㌰㡣㌵㐲戶戱㜱挱㉤戴愰㑤敤慤〳收扣㕢戵敢㌵㈱㔵㜱㉣慢愵㐶摥ㄳ昸㤲㜷晦ㄴ㌷愵散㑢戴㈹昳㌸㐹㜱挹㐴㔲敦㘶户晥㌹㜴㤷㐲づ㘳㈸搹挶搸㘳㡡㔷㑥挶挲㍡慥㈸搰㍣㍣搴扣扢㈰敦捤㐱愴㜵㔴㔱㤶㉤攰㉡㕥㈳㠰㉣戹㉤〱戶攰㉤㜸㌴搹ㄳ㔵ㄷ㉤㔵戵㈷㜰㠴㜵㉡㠱㤷捦挳ㄸ改㤱㍢㌸㐸收㐶ㄴ搸扤昱扡㝣捣摣㌸ㅦㄹㅦㅡ挳扢㍣〴㘵戰慢㘰㈴摡摢搹愶搱慤㌱昰㑢挳㕢㝦ㅡ㤹挶〸㌰つ㕡㐰㉡〳㘷ㅡ攵㥤つㅣ挶㈲㔳㠲愳挹㌸㉡㐳㤴愳昰搷〳㘹攰㈶㥥愳㔷㍣㈸愱㜰㑣摥〹㡢慦㈵㑥㌸㌸〱㜹晥㤱戶捡㘵㈳挴捤ㄷ昷㘸㕢昵㔴慤㐶㜳ㄷ敥戹㍤㠱㔵摣摡㔰收攸㔸摢㝤㉣戹㈶摡㜷昷户㌵㐴昷〴㑦捤㤶㉥ㅡ㘱㜵扤ㅣ㙥愹㍢㕢扤㤲㐴敥て㜰㐷㙣晢㜶摡捣晤㉥敦愰㙥㜲敦㡢㔷㕤敦㥡㉢攷㤵ぢ㜸攱㡦㔶慣㍥㌰挰㐹ㄶ㌳ㅦ攱㐷愶㙣㈶昷㝢㡣戸㥢㘹㜳㠰愶㝦㠴攳挸愴愴挱㌸捡㈹㜴〲摢扤㜱㘱㠰㜴㌲搶㐶㈷㔲㄰散ㄳ㡡扢昶㠹ㄱ㡡昶㍢愰㤵挴愲㑥攴搸昳㜷挰晡摡㙦㔱㐳㠴攳㌹ㄲ㈳戹㝢㔱㑡㐱㥤ㄴ攴搱敤づ摥〵昹晦挱㔲捣捤摢戲搳㝦㠱㤹戵昷摢㔱㜴㥣㈸㝡慦ㄳ㐵㡣挳摥㔴挴㥢戳摦㍦㙡㝥敡户㝡晦㠷㐷捤捦〳挳㑣搲ㅡ㐳㑣㡤戱昸㠶㌱㤰敤㌰〶ㅥ㐴戳㌴〶㥥㘵ㅦ㠶敢㤵㌱㄰㜹㍢ㄶ㔱戱戳㌱挰㈰㕥㡡挹㤷㠸愹㈶ㅣㄸ㍣㙢ㅤ㜱攸〹扢㠸摢戵㈲㐰攰ㅥ敡㈹㤸㠱敦改昶捥敡㘵挳㌷㥣愳戲晥㠲㉦愰戶晣ㄵ㕣搷㤶㕤搸攳捥㙤㕢㘴愷㙤扣ㄲ戱㍢㝤摦㜳戲扢㑢敡挰㤴㑡捡㑦慦ㄵ戴晣挷昰㠹㘸㍣㈱㘴㕥ㅤ晢攵㠵扦扤昲收㜹㕥㑢㡢㘸㌵挷㌸㜰㉦戱㜹㕡づ㠸摥㈶㙥㠴ㅣ收搷㌷㡢昸っ挹摡戰挵戴攱㑢㝢㈷搰㥤戸愸〸㉦㐱㤸㡡昸昶㠲㌱㠹ぢづ捡㤸㉣戵㌹㌶攵搷㑢搲ㄹ㔸㑡㑣㕣㝡敦攲昸愰搶㔵㘵昵㘸㔷收㝥〵愵㜳㤳ㄳ㘹戵〷㜹扥㘴搲戴㜷摢戵摡㔹㙡㌵㘹㈶㙡ㄳ㠰㠸愵ㄴ〲つ愴㤰攴㤱㠵㤱㝦㈹愵㤶㔱挸㤵㤰愵㠴搰摡㘳戹㍣昹敦ぢ〱搱戸摤搷攳㤷㉡搸㐵㘰㌱昶扡昷㝡㜶愵搵ㄹ慢㈶挶㘴攵改攳㜹ㄴ攴㌱㠵ㄵっ搲捡摡㑢㈸挴㈹㜷ㄲ愵㕤㍢㥥昸㤲㘱㐷㐵搸ㄴ㘳攷ㅣ㝡搵㡡捥㌳㙥ㅤ㔷㍣愰㘷昲㔲㘱戸㠷㔸㡤愳愷っ挶㈹搰愲慡㘲㍥愲㡡㡤㑥㠳㔱ㄳ㜴㤶㝢ㄴ攷㑦㐴昹昸㌹㄰摢㈷㥡㐳ㅦ㙥㙦愱㡥㜳〷戰㐰晥挲晥㍡㥥挲搸㜸㉢㌹〶ㄲ㜶㔷㔰〵㜵〷扣㡣㉥搲㥥搷昴㘶㤱敦搲㌴〶愳㘳捥敡敢搴晦っ㔳㑢捥㕡㈱㌴攳搵㉤晡晦ち㉡㜶搴晦ㅡ㠳㙣ㄲ㘵㉦㐴〵㍥攴ㄸ㈹搹㌱㌸挳ㅤ㠱てㅢ㘱ㅡ㜹〴搶㘵㤱戱㙤㔵㉡攳晢㔴搵㉣㈵㌸㍣㕣晤敤㜷㈰ㅡ㝤㘹摢づ㜶ㄵ㠰㡣〲攵㝥〶ㄱ搴戵㍦㈷摤㜹㡥捤㝦〱搵㘳㡢㔶搵昷〲捦っ挷换㠸敥㡥昳〳㌳ㄳ㌶捦㤴昶㑥扢㔰扢ㅦ㍢㌱昴㈲晡㉣㉥㐱㘰㍦㈷挲㑦㈸攸挸㄰挲敥㐲ㄶ晣搶攸㘰㈲㡥㐴攵㄰摣㘶㍥㕦㌷㙣㝣㥥扡〴愷㘶挸慡㍤愱敢㤴㙢戹晤㈶〶㜷づ㜷戱㥥㠵攳㐷搸㈵㐴挱攴ㄲ㕥㝣㠹摢摡扥〷慤戰搱摡〲㐲昶收㕣㉢收㝥ち㤴敥敥㉤慤ㄴ挳㜷昲慢㘳攵昸愰㘳㜴昷㕥㔸㡥㌴ちㄲ㡦㍥搷愶户㙢挲㠶㡦㙣ㄷㄱ敥㤷搰㔵㝢㥡ㄹ㝥昵㉦㐶〵㍥㘸㜴攵㍤挵挲㑦戰㈴搲㍥捡㤹晣㤷㤰㜵㈷攸户〱搶攲ㅥ㈰㐱㙢㍣㔵㤰〲㡢摡㡦搱捥ㅤ㙡慣㔴㤳㈷〷戴改㔵㘴㜱搲㜸㜲㤰敦晥ㄱ㠰ㅢ敦ㄶ愸敤晥敥户戶㝤㌷㜵扥㕣㕢㜲晣㠳戱捥搰搷搱慣㕢捣㕥㘶㜶ㄵ搹挱㔸㜵㡣㔰ㅡ㔲挴攴㔵散攰晤昳㈸㈳晤㌹晡晢攱昹て晥挸昴捦昳㥡㤴㝦㘸㙡㕤〵攵㥦㕣挵昷㤳慢㜰㔱摢㝤ㄵ摦摢㙥ㄵ〷㈹ㅡ㌹ㄳ㝤〳搹㜰㥦㈶搱挶攷㤶㔵ㄱ㝤ㄲ捡㤷㔰〷攳挶ㅣ㔷㤹昲㔵㡥戴㜹㜸㡢㤱㥥㤸扣㜲愵收㤵愶㉢㌸㤱て㜵㑦㌰㝣攴晤敥㉡愶昳㍤挶攷戵敦挶扢㝥昱㘲晣挹㔳㌶㡡ㄸ〱敢捡捡㈴㤵㜰㈳戵敦挴挰敦晥扡改昰㐴〳ㄲ㐸㐳〱㤳㥡㈴昰户㘳攰㔳昸㥣㑡挲㘴ㄸ晦㘷晡㌰〶㈶搵㐹攰㙦挵挰晦㌸㜵戴〱ㅣㄳ㔹㈴ㅡ㐸〱㈹昶慢戴攸ㄳ㥦㔶昳愰㥣㌳愹ㄳ〷㑤㔵㑤㜱㈸〳扦戶搴㡡㐳戸捡攱攳攳收〵㕣㑣挲〵づ㐸㑥昵㝦ㅣ捣攳挲搲慣ㄱㅡ昸㜶㜹ㄳ愱㘲㕦㤷㑦散㥣㌷㤷㝣㔴っ㤸昳〱捥㐹戵㍤㐵㈲㔰昱晤㙡㝦㜷㜰愹愷㤸㠳捤晤㠸㐳㕣㔹摥〰改㑤㈳挸戰㐸扦昶捤ㄸ戳㤹㌷㥡㌴愳㙦〱㌹昰戲㈰㘷愱愸㐲㈸㘳㝣搰挸挲㐴㜵晥㔵㘴㈳昱㝦㈲㌱扥㈹摤ㅣ㔹敤捤㜸扣㈴愵攸慦戱挳㔷㤰昵挱扦慡㐵㜴搶㌲㙥㡥慦摣昵摡㌹戳ㅥㄵ换ㅢ攸慡㜱㍥㝣愱晥㔵㍥扤挱㡣㑦戱㕣㐲㌹愳挹愶昶摡挱晦〰〸㘶捥愹","㜸〱敤㝤㜷㝣ㅣ挵搹扦㐶㤶搶摡㜳搱ㄹ㥢ㅡ㌰㌲㤸㙡愳㥣慥ㅦ挶㘰㔹㌶戶攳㡥㙣ㄳ㈰㐴戹戲㘷〹慢㤸搳戹㠵づ愶㠶㘲搳㌱㈵㈶㠵㘲㡡㌱ㅤ㐲㜱愳㐳㐲ㄲ〸㄰㍡〶㤲㐰ㄲ㈰㐰〸㈵昰晢㝥㘷㜷敥昶㙥㜷㈵扤㝥昱攷挷ㅦ敦㘲㍤捣㍣昳㝤㥥㤹㜹㥥㘷㘶换捣摥㔶㠸㡡㡡㡡㙦㜰昰晦㍣慡㤸搸戵㜹㔹㜷摥攸愸㙦敡㙡㙦㌷搲昹戶慥捥敥晡挶㕣㉥戹㙣㕡㕢㜷扥ㅦ〰㕡㑢ㅢ捡扢慢㕢扡摢㝥㙡搴戴㉣㌶㜲摤〰㔵㔷㔴搴搴攸㤵㈸摦搹晡昳慢㡣㑥㈹扤㡡〴愸ち㕤㈳改㑦㔲㐳愲㤳昸㐸〶㤰っ㈴ㄹ㐴㌲㤸愴㤶挴㑦㌲㠴㘴㍢㤲愱㈴挳㐸戶㈷搹㠱㘴㐷㤲㥤㐸㔸扦扥ぢ挹昷㐰〶敥ち搲摣㌴㝥㘶敡ㄸ昴愶㌹摦㤵㌳㐶搷捤㌳摢㍣㌶㔶ㅦ慡㙦〸〴愲昵㠱搱㜵㑤㡢摡昳㡢㜲挶搸㑥㘳㔱㍥㤷㙣ㅦ㕤㌷㙢㔱慡扤㉤㍤搵㔸㌶愷㙢㠱搱㌹搶㐸〵㐲愹㘴㌸摥㄰㡥㐴戲㠹㐴㝣攰㙥㔰㍣扤㘹晣慣㥣㤱敤晥㤶㔴づ愷捡㤹㑤攳敢㘷ㄸ昹㙦㐹攵敥㔰㌹愳㘹晣㠴慥㡥㘴㕢攷户愳戳㥡晥っ㑤㌰搲㙤㜴扣㘱攴摡㍡攷搷愳搱㈵㐶㐶㉥㔶㝦㈸慣㥤㑥㜶攷㥢㡣昶昶挳㡣㉣㝤㍥戰㠳〶㌳㜲㐶㘷摡攸ㅥ摣㌱㜱㘹摡㘸户㡡扢㙢㍡收㈵㜳㌳㤲ㅤ㐶ㄵㄳ戵ㅤ愶捦愶㘴㡣捥㝣㕢㝥搹愰㡥戹摤挶㘱挹捥昹〶㈱搵ㅤ㤳ㄶ戵㘵慡慡㐴㔵㔵㐵扦㝤摣ㅡ㈳ㅤ㔳㝦㘸㉥摤搴㥡捣攵㘵㡥㉥㙢㜰挳摡愲㐳㌶扣愴㔹㡣愰扡㌲㈹㍡愹戹慤㘳慡㤱敢㌴摡㔹〹㕤㌷慡っ㈴㙤㘲㕡扥㘰ㅣ搵ㅢ晡㐵っ戰挶ㅡ扢挲㕡昴㍡㤲ㄱ㈰摡ㅥ㈰㍢㑦㌷搲慤挹捥戶㜴戲扤㙥㕡㕢搶挸户㜵ㄸ㜵〷搴ㅤ㌶㌷慥敦㐹攰㐸㄰㔱昵㌲㐶戰㕤ㄱ㐷㔱㘵㑢戲戲㈵㔵搹㤲慥㙣挹㔴戶ㄸ㤵㉤搹捡㤶昹㤵㉤慤㤵㉤㙤㤵㉤挷㔴戶㉣〰㐶ㅤ㌵晤晢㔷㕡挷捥戹㕢慥扤愷昲摤愹ㄷ扦㜵昴愹㉦晦昴愰晢〴〷慤ㅣ扤㝢㈳愱敦〳愲敤ぢ㌲戸愴㌵㌱㝤㍦㤶敥て㈲挴昳㘸つ㕢搴昶昳愳㔷晤㉣昲搸挴晢晡敦㍢昷戹㉢㥥㔸㔸捤愱ㅦ㜱㌳㔰戹敤ㅢ扢扢ㄷ㜵㉣攴挴㘳挵㠵㥣㈵㍡㈶㜴攷㘷㈵㜳ㅤ摤摦㙥〰㈱㝣㝡㡢愰挶敥㡥㙤ㅦ㐱愸攴㕢㠹㈰㙤㌴捣㝣攸攱㐶㕢㙡㔱㝢晢攸㘹㕤改㈴つ㠹㠹㉥㌲扡ㄹ㘱㘴㡣㡤搷㠷㐳昱㜰㍣ㅡ㠸〶攳愱㐸㉣ㄱ㐶㐱㙢㜲愱㌱㌶㔸ㅦ㡤㠴攳挱㔰㌴ㄶ㠸㠴㠳愱㔰㍣愱ㅦ㐰户搶㠳㘸摦〷搹愵扤ㄸ㠲改攴挲㘴扡つ㤳㘹㕤㜷ㅥ㠳㑢て㄰搹〰㈲挴㙦慤〰ㄸ昹㡢昸ぢ攷收㝣㌳㙦㝥昷敡挹㐳㜷㕡㝥慦攰戴㉦㘳㈹㐴㜰ㄸ㐴㡢㠰㜸〶㜹㑣㡦ㄲㄸ〳ㄱ攲㜱㑢敢愶摤慥戸收慡㜵扢ㅦ㝡捡摡㠷捥㕦戱敥て㙦ぢ捥㈹っ㉤㉤〱㌲挷愵攳搱㤲㈳㔶㌰㐳㌴ㄸつ〴㘲㠹㔸㈴ㄴづ〵㈳搱戰户ㄹづ㠴㘶㝤っ敢㌸〸愴摦搴㠶〶㝤㉣㔹〷㠳〸戱挱㙡㔹昶敤戱㥢㙡敥㝤㙢敡愹㘷㥦昸㜲攳ㅦ㙡扡〴挳㔶戶㙣ㅣㄲ㑥㤷㐴ち㉥㠹搶㌷挴攳挱㘰愸愱㈱ㄸぢ㐷㠳攱㐴て㉥㘹㠴㉥㝤㍣㠸搶〴㔲㌹㌵愱㑦㈰㘷㈲㠸㄰昷㕢㑤戹散摦㉦っ愹ぢ㕥㌶攵戲㉢㝦戱昶㠵㉢ㄶ㉦ㄳ㍣挵捡愶㑣㐲挲㘹愴㠶㜸㈲㄰慣㡦㐷㐲つ㠹㔰㌸搶㄰㡢㠷㉣㉢㌵㠴㤱愹㡦㈵愲搱㘰㐳㈰ㅡ㑦〴ㅢ㑡慤ㄴづ〵㘲搱㜰〲㜲晡㘴㌶㘳ち㠸昶〳㤰㠱搳扢㄰ㅣっ㤸㐸敢㐲㝤㉡换愶㠱〸㜱㠷搵挴㜳ㄶ㕥㜰摣攵㤳㜶ㅤ㝦捦愳捤㐳昷ㅢ晤户ㅦぢ㕥〰挸攸㤸㐱昰㑣㄰㙤ㄶ㠸㘷㜴㐴昵搹〴ㅥ〶㈲挴㉤㤶搶〹㠷攷㈷㝤扤戹㘲昲挵㤱搳㔷㝦晥挳㌵攷〹捥㠵戲攳㜳㤰㤸敢㠸㡥㘰㈰ㄴ㡥搴㐷ㅢ㠲昱㘰㈰ㅥ㡥㠶ㄲ㐱慢攳〸㡡㠶㔰㝤㌸ㄶ㡥挱ㄸ挱㘰戸㈱㕡搶昱㘰㈲ㄴち挶挳㠹㜸㐴㥦换㜶捣〳搱づ〷ㄹ㔴攸㜹㡣㕤晦㈱ぢ㡦〰ㄱ攲㍡慢㤱愳捥昹收挱㜹ㄷ㝤㌶敤扡敤捦搹㌱㝥昰晣㕦ぢ㕥昱挸慥ㅦ㐵昰㡦㐰戴愳㐱㍣扢摥愰晦㤸挰ㄶ㄰㈱㔶㕢㕡摦慡㝡挸㜸昱愲ㅤ㈷㍤㌰㝦攴戱扦㝦攰昷摤㠲㤷㔰㔲㙢㤲攰ㄴ㠸㤶〶㈹㥤扡㠳㝡㠶愵〶㠸㄰慢㉣㔵㤷㙣捡㍤昱扢ぢ晥搲戴昲慦敦扤㜷晦敢㉢戶〸㕥㠸㐹㉢捥㐷㘲㤲挳㡡つ攱㐲㈸㌷㐴敢㐳つ攱㜰㈰ㅡ㡡攳㐲㈹ㄱっ昴㄰捡慤慣戹つ㐴㍢〶〴挳㉡愸昳戴愴户㠳〸㜱㤱搵㤸つ摡㐵㠱㍦摤㌶愳改㈱晦㤹攷㥥晢捦攸㘲挱ぢ㐲搹慦㑥㠲扢㐰戴㠵㈰愵晤ち改挷戲㌴〷㈲挴㜹㤶㉡晦扡搵ㄳ㥢㠶㑤㥤㜴晢慢㥦摥㌷㘰捡㌱捦ち㕥㔶㑡㔵㜹㠲ㄷ㠱㘸㡢㐱㍣つㅦ搱㤷㄰戸ㄴ㐴㠸㌳㉤慤捤昷扣戴昰㕦㉦慤㤸㜰改搵㉦晣攱挸搳㥥扡㑡っ㐱戱搴晡㔳㠲㡦〳搱㡥〷昱搴ㅡ搲㑦㈰昰㐴㄰㈱㑥戱戴晥㉡戳㐳晦搱㥦㝣㌱昳昶扦㔴敦扣攲㠸户㍥ㄴ扣昰㤵㕡㑦㈶昸ㄴ㄰敤㔴㤰搲㙥㐷昴搳㔸扡ㅣ㐴㠸攳㉣㔵敤捦㉣㔹昳㑥挵㐹㤳搶扤㤸㤸搱昲摣晢捦ち㕥㍥㑢㔵㘷㄰㝣㈶㠸㜶ㄶ㠸㘷〳㠳晡搹〴㥥〳㈲挴㈲㑢敢〶晦㍦ㅦ㍦㘵挷户㝥昰搰㤱㙦㕣戴敡昰昷㕦ㄲ扣ㅥ㤷㐱㜲㉥ㄲ捥愱搶㤰〸㐷挳昵愱㄰㐶っ愶扡㐴㈸㠲愹㐴㥥㤰㈲つ㠱㐴愲㍥ㅥつ㈶㜰㈱㡥㘴㐳㔹挸㠴㌹搴㐲㠹㘸ㄸ搳敥㜹㙣挷昹㈰摡〵㈰挵愱ㄶち㘰愸慤㘰攱㑡㄰㈱㍡慤㐶㡥慡㥦扥捦㥦㡥慤ㅥ㜷攵散戵戳㜲㠳晥搹㈸㜸扦㈰扢㝥ㄱ挱ㄷ㠳㘸㤷㠰㤴㕡㌱慡㕦捡搲换㐰㠴㘸戵㔴ㅤ㜳摢挲㕦㥥晦捤㕤㔳㝦戳攲ㅦ㕢戲敦㕤㌱㔰散㠰㘲搹摦㉢㤰㜰㑥敦㕢㜷挶㕤挵㡡慦〴搱慥〲愹㥣ㅡ搷慦㈶攷ㅡ㄰㈱㤲㔶㔳㜲㤵愹攸〵挹㔹㌳㑦㝦㍤昲晥ㄵㅦ㍣㌵㔳散㠸㘲搹慢搵〴㕦ぢ愲晤〲挴搳愱㘱晤㤷〴晥ち㐴㠸愳㉣慤〷ㅦ晡捡慣㤹搱㘷㘷㕣㌶散摥敤㍥摡昰㔳㕤昰㘶㑡㙡扤㡥攰敢㐱戴ㅢ㐰㑡㙤ㄵ搷㙦㘴改ㅡ㄰㈱收㕡慡戶晦昷㍤慢㘶つㅤ搲戸敥㙦扢㥦戵攷摦㝦㌲㐵昰㤶㑣摡敡㘶㈴㈶㍡㈷㤰㠰㍡摦㌴搴〷㈳つ㤸㐱㘲㤱㐰ㄸ㜳㙦㌰㕥㍡敤摡㉦㑥㙥㘱扤户㠲㘸㙢㐱㌰㝤〴昴摢挸㕡〷㈲挴っ慢㈹攱㘱㝦㍦㝣改搷㝦㥣扥㘲晥挵扢扤扥㘹晣㄰挱ㅢ㐳搹慢㍢〸扥ㄳ㐴扢ぢ愴戴㔷㘱晤㙥㤶摥〳㈲挴㘴㑢搵扦慥㔹㝡攱戱てㅥ㍤敥㘷㈷㌴攷昶戸攱㈷㉦㠸敦愱㔸慡扡㡦攰晢㐱戴摦㠰㤴慡㙡搰ㅦ㘰改㠳㈰㐲㡣㔷慡慥摡戴摤ㄱ㐷㙤㤸㜴搵㠶捤挶昲敢慢ㄶて㝣ㄸ挵戳慤㥢㠱〹戹攴ㄲ摣㔱ㄵ敦搵㠲昵〱晥搷晢㉤㉡敥㔰戳㤱㙣㉣摢搰㤰㠹〴㤲愱㘴㜵ㅤ搴昶昵摥㠸攳㜷㘰昶昰戶捥㑣搷ㄲ㜹戳㌴㌰㝢㘸㕢㝢摥挸挹㑣㙤ㄶ晦㌳㙦昸㘴㝥㔰㜶攲㔲摣㈶愷捤晢慡㘱搹㈶㈳㤷挷つ㘶㝥㔹昱㔲㜹搷昱挹㙥愳㤸ㅤ㘵改ㅥ摦戵愸㌳搳晤㍤昷挲收㝣㌲㙦散㔲㕥㔶㔴攲㄰㙢挶摤愷搱㉤㥢㌴扣㕣㙣㕥戲㝤㤱搱戸戴捤㉣摥慤慣ㄸ昷愱㕤㈹敦搲㐳㜳挶戱㠵㔲㐷㡢ㅡ昱㘰㘴戱搴敤攸愵㔹㘴戶慢慥愹戵慢摢攸㤴捤ㅢ搵㌱慢㉤扤挰挸㌵ㅢ㝣慣㘲㘴㘴㔷户㘷㤱㜵㌳㍣㙡㘶㈷㍡㡡摢摢捣ㅥ㜶㉥つ㙤㜴㘶㡣っ摡扢㄰㔶㕥㌶㈷㤹㙡㌷㜶㈸㠱㤸㜵愲㘰攷ㄲ昶愱㕤改㐵摤㑤㕤㥤昹㕣㔷㝢㘹㐹㘳㘶㜱ㄲ㌷攰㤹改㕤ㄹ愳㑡ㅥㄵ㈶ㄵㄵ晤晡〹㔱戱慦摢㡤ㅡ㜵㜷昳㕥搷ㄶ㈴扢㈱㙡㝡〶摢㠲㠸㘰搷㝢攴㠲㘶㈴㙣㐱㐶晣㝥㍤戶挴ㅥ㠴㐴〷㝡㐴扢〴㈹㠵㜶㉡ㅤ㜸昵㠷挱㍦昰㐳扢挱㔱㔹㌹搲㕢㘵㌱㉥㝢㘹愹捤㉢㝣㡡㐶㜴て㐶㤳㙡ぢ戱户㙤挱㤵㤵㐳慤摥㑦㕣㡣挷㉣㤳㤳㥤㤹㜶㈳搷攳㌳㐰挱ㄶ改敢㐹㌶㤰㙣㈴搹㐴戲ㄹ愴㝡っ收㌸㑦㡢㔶〱㈱㤶㡡㘵搵㑢摡㌲昹㔶慤搵㘸㥢摦㥡〷て捦づ㙢㙡㘸㙥挷愱㍦ち㤶晥ㄸ挹攳㈰㍥㕦㠵昶〴㐱㥡て㐷㐵昵〸㈴晦攷㑦㜴㉡㈱愵换〷㐸㜸扣搷㕤摤㠱攷㔴摤晤晡戹昵㝡㜲戲扢㌵捦〱搷㜳㈱昵㍤㐹昲ㄴ挸挰愷㐱愶㑦㌶摡㌱㕣扦愵㈷㠳搵㝢㐲㘵慦捦愰㜸㡤戸㐳㐷昳戲捥㜴㙢慥慢ㄳ㑦㘷㈷㈴昳挹挶㌴ㅥ戴㜵㡢愴搶㌱慤慢㘹㔱㕥敢㤸摣㠶晦つ散㌸捣㔸㘸㈴昳㑤㤸㡤昳㠳㍡愶攱㈱㥤㥣㉥愷㘴㤶㔶㜷㤸捦搷㈶ㄸ摤㘹㥤て攲愶㘰昶㔹慡㈱㠵改㜴㘰〷攷ㄳ㘳㘹㥥慡晢㜷攰㠹っ愲㐶〷㘸㤴㤴㌲㔳㤴ㅣ㈴㜹㑡摡㘷攵愰挱㉦㤳㌶㉤〳㈴挳搴㔴挱〰挱㠹ㄲ㈷搶㉡㡢㤶て㤴戹昹戶昶敥㝡换扡昵ㄳ扡昰㤴搶㤰捦愷㘹㜵㑤㐳ㅣ㘹㍤晡慡㝣㍣昳㐹摥捣㜴捡㔴㡢愶㑣捡㜵㉤㕡㌸ㅣ扡扥㉤㍤搴㔵愱㍦〳昲昳㡦搶㡣搹敢敡戵摦㔸晦㍦〹㈳㐵ㅥ摡㙦㔱攸㜹戵ㄶ搷ㄹ昰〴攲㝦昲搰㥦挵晦㝣㍡愵㍣捡慡㐷愲捣㜵慡昵㜸ㅣ挹慢戳㠱ㅤ戰挳㥣㥣㈱㥦慦搶挸捣戲㠵挶愰㡥挳扢㜲ぢ㔲㕤㕤ぢㄸㄶ㠳㘵慥扢搵㌰昲㝣㘸㌹挰㝡㐶换戴㄰愲㕦扦㤲〷㤱戶愷㥢扢㐳扦昶ㅣ挸愰挶昶昶㍡愵戱㕢㝢ㅥ慣㝥㌸愵㘸㝦㐲㘲搴戴愶愶㤶改㐶愶㙤㔱㠷扣㡢慥ぢ挴づ〸㐴づ〸〶ㅡ㠲㜵ぢ攵搳㜸昹㌴慢㝥㘹㝢㜷㠷搸て〶攱㠳挶㌵㤷戶㡤㕡晢晥搹㌳㝦晤挵㥥㤹㜱愳摥晥㠷搸搷㉡㜰㍣捣摣ㅢ㔵搴攱㑦㝦㠹攴捦㈴㉦㤳扣㐲昲㉡㠸搸〳愲㥣扦㤰㉥㍤昴搷㤱搷摦㈰㜹ㄳ〴㌳㡦㌴扣㌹〹㠹㝤挰攲㐴愴㙦㈱㜹ㅢ㐴散〷挲㌱㕢愱扦〳攲改昸㜷㔱㔸㝡扤ㄸ㜳㝡昴慦〰昹㜴㐲㍤捡挴晥㈸愳挷㜵㕡㔸愷㑤㜵摡㔳っ戱㑣攱戰㤱摦㉡㜰㍣愵㍤〰㘲㍤㕣㌱㤶㍣ぢ攵敤㜳挹ㄵ愳攳㕡挸扣㔰昸扦㉢扥敦摣ㄵ㕦改搵摥晥扤㕣攲㤴㕤敦㜹㥥摤ㅦ㐶㐰晣摦昵㔲昹㥡愹㜹扤昴ㄱ挷攳㘰捦昹攵㘳ㄴ敢㥦㤰㝣ち㔲㥣㕦昴捦捣慣愸挷晦攵ㅣ昳ㅦ㠲㍥〷愹づ㠰昴㝣㑤㠰攱㕡ぢ㔰ㄵㄷ㑦〶㜵㑣㌰戲㐹㉣㜲捡昳戸㐸晥晦㍣捤㔷㘱愹㔹ㄴ捦昱㍤㜷〲㙤攷㈹㔴㉢扦ㄳ㈸㕤㠲挳挲㘰㘶㤲搱㌹〷㘷慣敥㙦昳散晤㙤㕥〵攸㕦愰ㅦ敡愸慥㐶㌰昴扤㑦㌰㔷㐵晦挵扣〴㙢㘹愹愸㘱て挹搱扥〲改㘹㘱挶㜱改昰㌵〴㝣㍡挵㥣㈷ㄳ㔹㈶ㅡ㔰㔶㌸㤹㘸晤攸㈷挴㤱㜹㐲昹昲㙢㡦㤳敥ㄷ㔶㠱㘳搵㈷〴㙤㜵慣慤㍦ㄴ改㌵㈴㍡㠹㡦㘴〰㠸昸〴愲敥㈷摤㐱挴っ㈶愹〵㈹づち㕥昹㡢㌰㤴㡥愰攲㈱〴㙣〷㈲愲挸㥡㈷摤愱挸㝡㥥㜴㠷愱搰昳㙡换攵晣扢〳昰㍥㥤㔲㑥㤳挹㌲ㄱ㐳挵〵㤳搹捥扦㕢扣捣昵㤶㔵攰㔸捥㍡㄰㥡㜸づ搶㜷㐷㜵攲つ㑦搳㡣㘰㙢昶㈰搹ㄳ愴㘸ㅡ㝤㉦㌳㉢挶㐰挹〸㉡摡㥢愰㝤㐰挴㔸㘴㌹㘷攸晢㈲愷づ昱〲敡㘰㈸㤲愷敤て摡㙦㍡㥥戴㍡攲㘶㌴㑡㝣㍡换㍤捡挴挱㔰㔰㌴〲攳挶㡣㤹㘷扣㡣昰戴㔵攰㔸㌹㙢㠴㈶㘹㠴〸㤴㠸㈷㍤㡤㄰㘳ㅤ㜱㤲〴㠸捤〸㘳捣慣ㄸて㐵㈳昰愷ㅦ㐴搰㔸㄰㌱〱㔹㘹㠴㠳㤱㔳㠷搸㘰㌷挲㌸㤴㔴㑥㑦㌸晢㌹ㅥ〵㍥㥤挵ㅥ㘵㘲㈲㌴扡搹攰ㅥ㉦ㅢ摣㙤ㄵ㌸㤶散㈶㐳㤳戴挱㔴㔴㈷敥昴戴挱㜴戶㘶〶挹㑣㄰㥢つ㘶㥢㔹㌱〵㡡㐶攰㑦㍦㡣愰㘶㄰挱昵㌸㘹㠳㌹挸愹㐳摣㘴户挱㍣㤴㤴㉥攲㌹㈲攲㠷㠰昸㜴〲㥤搶㤰㘵㘲ㅡ㜴扢㔹攳㕡㉦㙢慣戶ちㅣ慢㠳㌳愰愹づ㝦㝡㤲搵愵㐸搲㈴ㄹㄲ〳㐴慣昲戴搰㝣㘲㕡㐹摡㐰㡡ㄶ㤲戳挸㑣㈸ㅤ㐱挵ぢ〸㘸〷ㄱ戳㤱㌵㘷㤱づ㘴㍤㘷㤱㑥ㄴ㝡捥㈲㔱愷㐹ㄶ〲敦搳㈹攵㔱㈶戸㤶㔹㌴㔷昱㉡晥㙣㉦㜳㥤㘵ㄵ㌸㤶㍤攷㐲㤳っ㥥㘵愸㑥㥣攱㘹㥡攳搸㥡攳㐹㑥〰㈹㥡㐶㍦挹捣㡡㜹㔰㌴〲㝦晡挹〴㥤〲㈲戸愲㈹㠳攷㔴攴搴㈱㑥㐰ㅤ㠵㔹㘴㌹㑡㡡㡢㌳㜲ㅤ搴ㄱ㍤㘷〰攳搳㠹㜴㥡㐳㤶㠹㈳愰扣㘸㡥攲㝣搲敤㘵㡥㥣㔵攰㔸㘰㍤ち㥡敡昰愷㕦挰敡㔶㤰慣㈴戹㤰攴㈲㄰搱敥㘹愲㑢㠸戹㤴攴㌲㤰愲㠹㘴昴晣〸㑡㐷㔰昱ㄵ〴慣〲ㄱ㍦㐶搶㡣㥥㉢㤱昵㡣㥥慢㔰攸ㄹ㍤㉥搳敦㌵挰晢㜴㑡㌹捤㈵换㐴ぢ㉡㉥㥡慢ㄸ㍤㐷㜹㤹敢㐸慢挰戱㜲㥣㠴愶㍡晣改搷戳扡ㅢ㐸㙥㈴㔹㐳㜲ㄳ㠸㤸攳㘹慥㕢㠸戹㤵㘴㉤㐸㤹戹㔲㔰㍡㠲㡡搷ㄱ㜰㍢㠸挸㈰㙢㥡敢づ㘴㍤捤㜵㈷ち㑢敦㤳㠳㑥㍢摣つ㤰㑦㈷搴愳㑣ㄸ愸捤捤㐶㑤㕥㌶ㅡ㙦ㄵ㌸㤶挴㕢愱㐹㡥戰㠷㔱㥤ㄸ攷㘹㡦つ㙣捤㐶㤲㑤㈰㐵㝢攸㡦㤸㔹搱〶㐵㈳昰愷㍦㑡搰㘳㈰㠲慢攰㜲㠴㍤㡥㥣㍡㐴っ㜵ㄴ㐶搸㤳㈸挱㜹摡挵〸㑦愳挴愷戳摣㘹〴㔹㈶摡愱戲㘸㠴攲戸㍡挰换〸愳慤㠲つ攵㑢昱㥤搰㔴㠷㍦晤㜹㔶昷㈷㤲ㄷ㐸㕥㈴㜹〹㐴散敤㘹㤸㤷㠹㜹㠵攴㔵㤰愲㘱攴戸敡㠲搲ㄱ㔴晣㍡〱㙦㠰㠸㘳㤱㌵〳攵㑤㘴㍤〳攵㉤ㄴ㤶〶㑡挸㘹㠷户〱昲改㠴㝡㤴〹㙥ㅣ㈸摡愸㌸㤸戶昷戲搱㌰慢挰戱挷㈰て㑤㜵昸搳晦挱敡晥㐹昲〱挹㠷㈴ㅦ㠱㠸挱㥥㌶晡㤸㤸㑦㐸㍥〵㈹戳搱㈲㈸ㅤ㐱挵㥦ㄱ昰ㅦ㄰戱〴㔹搳㐶㥦㈳敢㘹愳㉦㔰攸㌹昷㐴㥣㈶昹ち㜸㥦㑥㈹㡦㌲挱ㅤㄱ㙥收晡敦㝦㍤㙥ㄷ扥戲ちㅣ㥢㈷㝥ち㑤㜵昸搳慢昱㡣㕥搷㐸晡㤳搴㤰㜰㝢戱昸㌷㐴摤㙦ㄷ〶㄰㌳㤰㘴㄰㐸㤹戹㡥㠳搲ㄱ㔴㕣㑢〰昷㈶㡢ㄳ㤰㌵捤㌵〴㔹㑦㜳㙤㠷㐲㑦㜳戹㐴搷㌰攰㝤㍡愵㥣收㤲㘵攲㐴㔴散㘶慥㜷扣捣昵戶㔵攰搸ㄵ㜲㌲㌴搵攱㑦摦㡤搵つ㈷搹㥤愴㡥㘴〴㠸㜸捤搳㕣㝢ㄲ㌳㤲㘴㉦㤰㌲㜳㥤〲愵搲㕣晢㄰戰㉦㠸㌸つ㉣搳㕣晢㈱敢㘹慥晤㔱㔸㍡〲㕤㐲㙡㌴㐰戸㥢〰㜵摡㐸㤶㠹攵愸捤捤㐶捦㜸搹攸㘹慢挰戱摤攵っ㘸慡挳㥦ㅥ㘱㜵㔱㤲ㄸ㐹㥣㈴〱㈲ㅥ昵戴搱ㄸ㘲づ㈲ㄹぢ㔲㘶㈳敥㥣㤱㌶㍡㠴㠰㜱㈰攲㙣戰㑣ㅢ㌵㈲敢㘹愳昱㈸昴っ㈹㤷㐹㝤〲昰㍥㥤㔲㑥㜳挹㌲挱捤㌹㙥收扡换换㕣㜷㕡〵㡥㝤㍣攷㐱㤳㍣戳㑤㐷㜵攲㜶㑦搳捣㘴㙢㘶㤱捣〶㈹㥡㐶㙦㌶戳攲㝣㘵㥥㌹〴捤〵ㄱ㉢挰㤲㘷戶㜹挸愹㐳摣㠸㍡ち㘷戶ㅦ愲愴㜸敤㈸㌷昶㌸慥ㅤ㡦〴挶愷ㄳ改㌴㠷㉣ㄳ㉢愱扣㘸㡥攲㌹敥攷㕥收戸挶㉡㜰散ㄸ攲㐶愱㍡晣改㘹㔶㤷㈱㌱㐸戲㈴昳㐱挴攵㥥㈶㙡㈳收ㄸ㤲〵㈰㐵ㄳ挹㜳摣挵㔰㉡愳愷㠳㠰㑥㄰㜱㈹㔸㘶昴㜴㈱敢ㄹ㍤ぢ㔱㔸㍡挲㕣㙥㌷㜲〰昹㜴㐲㥤㌶㤲㘵攲㌲搴㔶戴㔱昱ㅣ㜷愶㤷㡤捥戰ちㅣ㕢愱㔶㐱㤳っ㤹攳㔰㥤㔸敥㘹㡦ㄳ搸㥡ㄳ㐹㑥〲㈹摡㐳㍦挵捣㡡㉢㤵㑤㑥㈵攸㌴㄰㜱㌵㔸㌲㘴㤶㈳愷づ㜱ㅣ敡㈸㠴捣ㄹ㈸愹㥣敥戲㑣㜶ㄶち㝣㍡㡢㥤㌶㤰㘵攲ㅡ㘸㉣摡愰ㄸ㈷挷㝡搹㘰愱㔵攰搸㠳戵ㅡ㥡敡昰愷慦㘴㜵ㄷ㤲㕣㐴㜲㌱挹㈵㈰攲ㄸ㑦扢㕣㐶捣攵㈴㔷㠰ㄴ敤㈲攳攴㕡㈸㤵㜱㜲㈵〱㔷㠱㠸㕦㠲㘵挶挹搵挸㝡挶挹㌵㈸昴㥣㘵挲㑥㤳慣〶摥愷㔳捡愳㑣晣ちㄵㄷ捤㔵っ㤹㈳扣捣昵㐳慢挰戱戹散㍡㘸慡挳㥦㝥㈳慢㕢㐳㜲ㄳ挹捤㈴户㠰㠸挳㍣捤戵㤶㤸摢㐸搶㠱㤴㤹㡢晢搴愴戹敥㈰攰㑥㄰㜱㈳㔸愶戹敥㐲搶搳㕣㜷愳戰㜴㔸戹㠴搴扤〰昹㜴㐲㥤㌶㤲㘵㠲㕢攱摣㙣搴攸㘵愳㜱㔶㠱㘳搷摣㉤搰㈴㠷搵〶㔴㈷づ昶戴挷㈶戶㘶㌳挹㈳㈰㐵㝢攸㡦㤹㔹㜱慢戲挹攳〴㍤〱㈲㙥〳㑢づ慢㈷㤱㔳㠷㠸愰㡥挲戰㝡ㅡ㈵戸挷〸㌸㍢晡㕢㤴昸㜴㤶㝢㤴㠹㜵㔰㔹㌴㐲㜱㕣㡤昲㌲挲晥㔶㠱㘳扦ㅥ户改搵攱㑦㝦㠱搵扤㐸昲ㄲ挹㥦㐹㕥〶ㄱ㈳㍤つ昳㉡㌱慦㤱扣づ㔲㌴㡣ㅣ㔷㜷㐲愹っ㤴㌷〹㜸ぢ㐴摣つ㤶ㄹ㈸㕢㤰昵っ㤴户㔱㔸ㅡ㈸㉥㠳改㕤㠰㝣㍡愱㑥ㅢ挹㌲㜱て㙡㉢摡愸㌸㤸㠶㝡搹㘸㍢慢挰戱ㄱ㤱晢て敢昰愷㝦挰敡㍥㈴昹㠸攴㕦㈴ㅦ㠳㠸㠱㥥㌶晡㤴㤸㝦㤳㝣〶㔲㘶愳晢愱㔴摡攸㜳〲扥〰ㄱて㠰㘵摡攸㑢㘴㍤㙤昴ㄵち㑢㙤攴昲㔰攳㙢㠰戰ㄶ〱敡戴㤱㉣ㄳて愲㌶㌷ㅢ㝤昹㤵挷㡤挵ㄷ㔶挱扦捡㜶㔸㔶慦㠷愶昲慤㈴昲晤慣挲摥㌳摢㉡攷㘰㠰戵散摣捥戶㝣昷㠰㙣攳愲㝣搷愱㙤㜹㉣㐳つ捣㠲㈰㈹㐵㜶㤱摢戴㙣㐲愳戲昳摡㡣㈵㕣㠰摡摤㔹㠴㔷搷㥡ㄶ㜵攷扢攴㉥㤹攱捥昲〹㕤㌳扡昲ㄳ摡扡ㄷ戶㈷㤷㡤㜴㈹㌶㑢づ㙦㌵㍡戱㙦㌰㠷敤㠳扤㠱扡ㄶ㉥㌴㌲㉥㙤㙣敥㕡㤴㑢ㅢ㔳㈶㝣ㄷ㜶ㅥち㜳扢㑦〵昶㡤〸㔱㈱昶昲㕥㠶戶搹㝤㌷昸愶ㄲ㝢㑤挴搶㙤㕣搳晡昷挳搲㘹㉢慣搰㡤扢㑡愴㉢㔸㌵㘶〴㠴㝥昵㠶㕥㠳挴戶㥢㜱〰挰扥㉣ㅣ㙢昲〶㔹摢㘵愷㜴㜶户㘵っ㥦㤵㥢摥搶㌹搸㑡捥㕣㤴㉦㈹㐹㉥ㅤ㙡㤵㘰㑢捣捣㑥㌸㍦㥤捣㘵扥ぢ㝥㐱挷㜰㤸㑥ㄱㅡ晥摢㍡㔳㥢㙡㉡㉡㍥㤴㙢㑢挸㝤㜸ㄲ㈶ㄸ摡㜹㈳㌲慥扢㤳ち㠳ㄱ〹摢㐶㔰㉥㘲て愲愹ぢ散ㅡ收愶ㅢ挹㑥改㠱收㝣㘶㠲戱㜸戰㐴ㄸ〸㙦扣㉦摡㙥っ㉤捤捡㘵㙦㍤摢㤸敡敥㙡㕦㤴㌷〶ㄷ㔲㜲㤸敢搹挳㡣㜶散㉥㕡㙣っ㉣愴㘶愵昳搸昶㕣搰挷つ扢摦ㅤ敦挰㈲㔵㤶㠷㠴昴㤱搶挳散㔶摡〹㡥愰慤昴愸愸愸挸捡攳㥦㠷㠸㔵㔷昰戸昱㤰ち㤵愰㙦攱摣㑤㔰㕦扥慥㕤㍡搳摡㜷敤㜲ㄴつ㔵㥢挹捤昹㑤㑥㕤〳ㄵ㡦ㅢ㘶〷㘵攵慣㠷㕤昱㝣㈵戴㤶挳愶ㅤ敦㜰攷昹㘶㙣晢戲挱搹㈹㥤改昶㐵ㄹ㘳㕡㌲㘵戴慢ㄹ扢㉢搷昱ㅤ昱㔷ㄵ慣㘶㡤愶ㅥ散㘲ㄹ㘵ち摥慤㔷㝢㠴户㝡㤲挳愳㌲捣㙣昲愴ちㅤ愶㕢㌶愳ㄱ晦攳敤搱㍥〸㙤㔷摣摣㉦摦扥挶㤴收㘰㜱㉥攳ㅥ搲挲づ㙢㌹摡㙣戰㘹㕤㜸ㄷ㜵㠱㤱戱戱㈶户㤹慣敦捣㤸㤲挳㐹搳戴慤㍤戵挰㔶㌸㍥戴㜶て㘲戲㌳昳㠷昰戲㡡〳攳㔱攴换㜷㥦摡〶㠶㍣敢换〹搰て㘰㉤㘷㉦昳㤲㘱㑥㕢扥摤ㄸ㤰㤵攵㌲㕤挳攱㐰㙢昶捦捥㘹挵㝥捤〹㠳戲㤳㜲㙤㤹昶戶㑥㠳㤷ㅦ㜸ㅢ㠳㙦扣㑦㌳收攳扤㠱㔹㕤摤㙤㝣〵㜸㔰㜶㑥㉥搹搹扤㤰ㅢ㜶搳换戶㉢挹㐹㘷㔵㘷挷户㜵㘲昰㤸㜵㌲㕤㥢㙤㙥敤㕡搲㠴改戲愳㜳㔲㜲㘱昷㜷挲㔱ㅣ㑢收㘱捥㝥㤵愲戲㔲搴㔴搶㙣敤㌹ちㄱづ㤵㐱愸慣㈴戱㕣挵晤收㍤㡣㔵㝡挹㝡㙢㠳㘳㤵㙤㉡㜹㉤摤㜵㉢㜹攱㐷㌴㌸晦敡〳㌰㐰〷づ〴㤹㌲㘹敥㤴攲扢㍥晦㥢㕦愴愸收〶昹ㅥ捥〲㌲㉡ち敦ㄵ㙣て昰㘰㌳㔲挸㘳攰攸搲攱捣㤵㐷㥦㉦㉢㌱っ㐴㥣㌸〹㘷昲㔰㙣〵ㅦ㠸㜱㡦㔹ㄷ㍢攸㌱摤づ㌶㌳扣㡥敢㐸戶㜷㕢㘵㑤㕤ㅤㅤ㐹㐶ㄶ愳㔲扥昴㔷㈳㉦慡㌱㤱攸㔹㄰ㄹ㝥ㄶ㉢戹ㄴ慣攴㔲挹挲㤹㤸敦ち挹㌴㜵㜵捤㑦收摡昲慤ㅤ㙤改ㅡ㘶昸㍥捦㜷㈲㈴ㄱ㐱㔵㌰愶㍡㘴㕣攲ち戵㝣㔷㥢戹挳ㅣ摥慥挷㑤㠳㌴ㅤ扣㡦挰慤㤴愷㙦戱㤵㉦㘲攰昲㔵攷㈵慤㍥ㄸ㠴㡢㈶㘰㔸㘳挴㜶摤〵㡥㥣㠳慡㥥〴愰挷敤昱晤〱昰㑤敢㑡㘶づ挵换㕤㕤戹晥搶㑦愵搴挰㠹㥣㍢㜲㝥扥ㄱ搱㠴搷㠶昰㍡搲㘲㕣攸收㙡挸㘸挶换〶㔵㝣㤷㐲㌳扤挵昳㕤㐵㜵昵㠰ㅡ户扡愶㈸㕤㈳慤つ攲㤸㘲ち㍦㌵㌳挵愱晦敦戳攳㤸㐲搹〱㕥㉢攸戵散慣ㅦ㐴㍣㠵㉣晢㔳〶ㄸ㐲挰㜶戴挶㌳㈸㉣ㅦて㥥慦て㐰愰愲扡㠳慦㌵搴㜴戰㍢戸愶搰昰戲〳㕥㡦㠰㐹戴〱㌵㝣扤㐰ㅦち搴㌳㑦㍦㍤ㄶ改ち昱㉣㠸慡㥦〱㘰㌵㜰ㄸ敢摦ㅥ㐴㜰㥦昹㝡晣㘹㍢㈰㔷扤捣㐸昲㥥㘳㐷愴㙤昷ㅣ攲捦挸㙥挰㥦㍡㙣㕥㌳㝤㈶㕥㐶ㄱ慦㤸㌹㔱昵㜶昵㈵㕥〱㙥ㄳ挱晡㑥愸愸攴ㄲ㐰扣ち㌶㉦〳捣挳昳㐴㈵㕥〷㠰㈷慢ち搷挹㔱扣㠱ㄲ㑥㤰晡㉥愸㐱扣㠹ㄴ㈷ㅥ〶㈲晢愹敦ち搲㙢㈰㡡㉤㤰㔰挶愳戴㘵扣摤愸㘱㌸㠸㜸摢ㅤ戰㍢〱㜵〴㜰㘳㍤㍤慣㡦㐰慥攰㤴扦摡挴㙣㑥搹㠳㘲㝢㠲㔴㝦〴挰晦㘰挳戳㡣戹挲㥤扤扣挵㈸摥挸て捡摡敦摢㠷㘶慤ㅢ㜸摢㙤㝡ㄹ㑦㕥摡㘲㥡晤づ摤㠴挳ㅣ㌰愶㥡戴戶晡摡㠷戳づ愷ㄸ散捣攴㕥㘶ㄹ㍥摡㐸ㄸ㝣㤸昵扡㙦ㅤ㡣㤳捦攱㜷㐹㜸㌵㈲㉢攵昹戶慡㜸搲ㄵ㥦㈰㉦攳㙡㉦㠸㠹㑦㤱㔳㜱挵ㄵ㈰㝤ㅦ㝡慦户〹㑥㝣〶㈸挶〹搶㉣愹挴捡〸㙥㥡㔶搱〶扥㡡戶晤㤰搶昷㈷㤰ㅢ慡㕤〰愳〸ㄸつ㔲晤〵〰攵㌳㝡改づ㘴㍣愳搰〱慡㤲㍦㘰挴㔷愰㙡昰㌶㤱㝣㜷慡㕡㑥㡡〳㙣敦㍣㘹收敢㑥㌵㤰㐱慡愳㕢挳㙦戰攴㡣㡣捦っ㉤㑥㐲㥣挴㉢㉢慢㜰㠲搰捡摦挷㜰㔴㑢ㄵ捤㠶摣㈵㉤㠶愳〹摡〱㘸昱ㅥ㝣㙥〵晤㉤㍤晣㙣㑢昹捡㥡捦愷㝦ㅦ愲ㄵ㍥昱㌵愸戲㠷㙤ㄸ〵㘸㡦〶㄰搱ㅦ敤㕢捦扡㠲挸愹攷㈹㈱ちㄷ㥦愷㠸ㅡ㠰㌶㠰愵づ攷摣挶扤挰㝤㥥摢㝣〰㙦愲㉥㍤㡣㡡㑡攷㌶㙥㈵敥换摣㌶〸戸ㅥ收戶挱㈸㤶㌱ㄸ㐵つ愲ㄶ㌹ㄵ㠳散愷ㅥ〷改㍤〶㠷㐰㑣ㄹ㡦捤戵收戶〴㌵ㅣ㐸扤摣慤散〲ㄸ㐳挰㐱〴っ〵㐰捥㙤㘳㤱㉢捣㙤㍢搸挴㙣㑥㌹㤸㘲㠷㔰㙣㜷〰㌸扦㈱㔹ㄸ㡤㈳挰㌳㐷攳㌸㐰晡㍥ㅡ昷㠰㥣戴㐴㈳㌵敦㠹㥣戲㠴ㅣ㡤㑤攰昶㙥〹敥㐶挶扦ち㝤〲㤵戰㕤晣摢ㅢ㔴㜵ㅦ㝣㘵㥦㠹㐸敢㠷ㄲ戸㡦㍢㘰ㄲ〱㤳〹搸ㄷ〰㡥㐸㙤ち㜲〳㔴愴扢㙤㕣㐶㐸㑦〵〶㈱捤ㅤ捣慡㔶㥢昵愶㔱改㜴㉡攵㙥攳㜲敢㜱㡢戱㘹扤ㄹ㠰昴摤㝡㜱挸㐹敢捤愴收〴㜲㈵搶㥢つ㙥敦搶攳㌶㘶晣挳搶㕤㉡㐱㐲晥ㅤ〴慡晡〱扥戲㕥㌳搲晡ㅣ〲戹捦搹〵㌰㤷㠰㜹〴㜰敢戳戴摥攱挸昹ち搶㜳敥㜸㠶昱㡥〰〴挶ㅢ㙦搳㘹㌳摥㤱搴㜹ㄴ㜵㜲㥢戲㌴㥥敤㐴㌰ㅤ㍣搳㜸㍦〲愴敦挶㥢〱㌹㘹扣愳愹㜹㈶㜲㈵挶㙢〱户㜷攳捤㠶ㄸ晥㔵攸㍦愱ㄲ㘵㍣㙥㠲㜶戱㑤ㄲㄸ㍤㐵㘰戳㍢㈰㑤㐰㠶㠰㌹〰㐸攳ㄹ挸つ㉢ㄸ捦晥㝢㐷㉥搳敡㝣㠰㘱㐶敥㡢㔶搵摢捣搸㑡敤㙤搴㥥〴㘰㍤愰摡㌱挸愹㘹㜵〱㠵㙤搳㙡ち愰つ㘰愹挳㌹慤愶㠱攸昳戴㥡〱㜸ㄳ㜵改敤愸愸㜴㕡攵摥敡捤慡ㅥ敦㘷ㅢ㘲㍥㜰搲搵㍥戴搴㜱㍦㉤㕡挱㤳ㅥ敤㐴つ㠲晢戰㤵㐷搹㑦㝤㈱㐸敦ㅥ攵ㄶ㙤㘵㍣㌶挹㥡㔶㡦愵㠶ㅣ昵㜲晢戶ぢ愰㥢〰晥㜴愵攸〰㐰㑥慢㡢㤰㉢㑣慢摣㤹慤挴㙣㑥㔹㑣戱㈵ㄴ㕢〶㐰㜹㙣㜳敢戴ㄹ摢㑢〱改㝢㙣ㅦて㌹㘹㠹㘵搴捣㙤搷捡ㄲ㜲㕡㍤づ摣摥㉤㜱ㄲ挴昰て㝢户愹〴〹昹㜷㌲愸敡〷昸捡㍥㈷㈰慤㥦㐸攰㈹敥㠰㤳〸㌸㤹㠰㔳〱㤰戱㝤ち㜲摢㍢㘲摢㜵㈷㌷收㠸搳㠰㐶㜰㥦㘱㔳㙦戳攳㜲慡㍦㥤敡㉦〰㘰㍤愰摡ㄹ挸愹攰㍥㤳挲戶攰收昶散つ㘰愹挳ㄹ摣㉢㠱攸㜳㜰㜳㡦昷㈶敡搲捦㐲㐵愵挱㝤ㄱ捡晡ㄲ摣摣〳摥㐳㜰㜳㜷戸㜴改㌹愸㐱㜰㥢戸㜲㈹晢愹㥦ぢ搲扢㑢慦㠰㤸㜲ㅥ㥢㙢〵昷㜹搴㜰㍥昵㜲㜷戹ぢ攰〲〲㔶㄰挰晤收㌲戸㔷㈲㔷〸㙥㙥づ㔷㘲㌶愷㕣㐸戱㡢㈸㜶㍤〰敢㔱愱㜶㌱㜲敡㈶昵ㄲ愴敤㑥戹〱愰つ㘰愹挳改ㄴ敥㄰敦戳㔳戸㤳㝣ㄳ㜵改㤷愲愲㔲愷㜰㠳㜹㕦㥣㜲ぢ㜰㍤㌸㠵㝢搰愵㔳㉥㐷つ㘲㉤㜲捡㈹散愷扥ち愴㜷愷慣㠳㤸㌲ㅥ㥢㙢㌹攵㑡㙡戸㡡㝡戹㠷摤〵㜰㌵〱搷㄰㜰〷〰搲㈹㍦㐷慥攰ㄴ敥㔴㔷㘲㌶愷慣愶搸戵ㄴ㝢ㄸ㠰昲㑢㤱つ攰挹づ㙢扦〰愴敦㌳捥㐶挸㐹㑢晣㤲㥡㌷㈱愷㉣㈱㘷㥣㕦㠳摢扢㈵戸㕤ㅤ晦㉡昴敢愸〴〹昹昷㈸愸敡〷昸捡㍥搷㈳慤摦㐰攰㘳敥㠰ㅢ〹㔸㐳挰攳〰挸ㄹ攷㈶攴㙣ㄷ㜲捥㑤㤰㤸㘷㙥〱〶昳っ户戱慢㕡㙤搶扢㤵㑡搷㔲㈹户愳慦〷㔴扢つ㌹ㄵ搲敢㈸㙣㥢㘷戸㕤㝤〳㔸敡㜰㠶㌴昷戲昷㌹愴戹攷㝤ㄳ㜵改户愳愲搲㤰㝥〹㘵㝤〹㘹敥㠹敦㈱愴戹㕢㕥㍡昲㑥搴㈰戸㙤㕥㌹㤲晤搴敦〶改摤㤱慦㐳㑣ㄹ㡦捤戵㐲晡ㅥ㙡戸㤷㝡摦㜰〷摣㐷挰晤〴扣〹㠰っ改摦㈰㔷〸㘹敥愹㔷㝡㙤㑥㜹㠰㘲て㔲散ㅦ〰慣㐷㠵摡㐳挸愹挹晦㘱愴敤㑥攱晥昸つ㘰愹挳改㤴て㠰攸戳㔳戸挹㝥ㄳ㜵改敢㔱㔱愹㔳㍥㐲㔹㕦㥣昲㌱㜰㍤㌸㠵摢昳愵㔳㌶愲〶挱㝤晡捡㈹散愷扥ㄹ愴㜷愷㜰ぢ扦㌲ㅥ㥢㙢㌹攵ㄱ㙡㜸㤴㝡戹扤摦〵昰ㄸ〱㡦ㄳ昰㌹〰搲㈹㑦㈰㔷㜰ち㜷敥㉢㌱㥢㔳㥥愴搸㔳ㄴ㘳搳搶愳㐲敤㘹攴㤴㔳㥥㐱摡敥ㄴつ愰つ㘰愹挳改ㄴ㙥搱敦戳㔳㙡〰摥㐴㕤晡㙦㔱㔱愹㔳㜴㤴昵挵㈹摣敡摦㠳㔳〶愲㔸㍡攵㔹搴㈰昸㌶㠰㜲ち晢愹晦〱愴㜷愷搴㐲㑣ㄹ㡦捤戵㥣昲㐷㙡㜸㡥㝡晤敥㠰攷〹昸ㄳ〱㐳〰㤰㑥㜹〱戹㠲㔳昸づ㠰搲㙢㜳捡㡢ㄴ㝢㠹㘲扢〱戰ㅥㄵ㙡㝦㐶㑥㑤㕦㉦㈳㙤㜷捡㜰㠰㝡㜶ち㕦〴搸〸㈱㑥搵扤㍥㌶收ぢ〳㥢〸搶㕦㐱㐵愵㑥ㄹ㠱戲扥㌸㘵㑦攰㝡㜰捡㐸ㄴ㑢愷扣㠶ㅡ挴㕥挸㈹愷戰㥦晡ㅢ㈰扤㍢㠵慦㈳㈸攳戱戹㤶㔳摥愴㠶户愸㜷㕦㜷挰ㄶ〲摥㈶㘰㍦〰愴㔳摥㐱慥攰㤴搱㌶㌱㥢㔳摥愵搸㕦㈸ㄶ〱㘰㍤㉡搴晥㡡㥣ㅡ㈹㝦㐳摡敥㤴㈸㐰㍤㍢㠵㙦ㅥ㙣㠴㔰㥦㥣ㄲ〷㜸ㄳ挱晡㝢愸愸搴㈹㝣㜱愱㉦㑥ㄹ〳㕣て㑥攱扢つ搲㈹㝦㐷つ㘲㉣㜲捡㈹散愷晥㑦㤰摥㥤挲昷ㅦ㕣㥣昲〱㌵㝣㐸扤㝣㌷挲〵昰ㄱ〱晦㈲愰ㄱ〰改㤴㡦㤱㉢㌸㘵㠲㑤捣收㤴㑦㈸昶㈹挵昸㡡㐲昹㡤搹㑣昰㘴㠷戵㝦〳搲昷换愴㔹㤰㤳㤶昸㡣㥡㘷㈳愷㉣㈱㉦㤳㍥〷户㜷㑢昰摤〷っ㌷散㤵愴ㄲ搳捤㜸㘴〰慥敡㍥昸㉡㘸扦㐴㕡晦㡡挰戹敥㠰晦ㄲ昰㌵〱昳〰㤰㤷㐹摦㈰攷扣㌱㜳㝤㑤〲ㄷ㑣㜲㕤搲㈷昸㑥㠴慡扦扡㔸㍦㥥㉥㔷攸晤㐰㐴ㅡ㠰昵㈸搰昰㘳晡㠵ㄹ愷㥡㈶户㕤㌰㘵〰敡㌹戸つ㈰㌶㐲愸㑦挱㥤〵㜸ㄳ挱扡挶㜶搰挸㜸㜴㘴慥㈰昰扤㡡捤㉣㤳㠷昷㐲㔵ㅢ㜰㍤〴㌷㕦扤㤰㉥慤㐱つ㠲敦㘰㈸㤷戲㥦扡て愴㜷㤷昲昵っ㘵㍣㌶挷㥡㜱〶㔰挳㐰敡攵慢ㅢ㉥㠰㐱〴っ㈶愰ぢ〰ㄹ摣戵挸ㄵ㠲㥢㉦㘱㈸㌱昰㤵㕥㍦挵㠶㔰散㌸〰捡敦〱㑥〰捦っ敥敤〰改㝢㜰㥦〸㌹㘹㠹愱搴捣户㉦㤴㈵㘴㜰㙦て㙥敦㤶㌸〵㘲㌲戸㜷愰ㄲ㌴㔹晥昱㔵つ搵て〴愷敡挷㡥挰攸㍢ㄱ㜸㥡㍢㘰㘷〲㜶㈱㘰㌹〰㌲戸扦㠷㕣昱㜱愴㜳昷㍤㈲㝡㌷㐰㜰ぢ挰户㌷㔴愵㤲㘳慥つて㐷㕡摦ㅤ㐴慣〴㘰㍤愰㕡ㅤ㜲㙡扡ㅥ㐱愸㉤愲昹㤶㐶捦ㄱ捤㔷㌸㌶㐲愸㑦ㄱ捤㔷㍤捣㠸摥㠳敤㈸㠹攸㑢㔰戶㤹㡡攴攱ㅤ搱㝣ㄵ愴㠷㠸扥ㅣ挵搲㡦㈳㔱㠳攰摢㈲捡㡦散愷扥㌷㐸敦㝥扣ㄲ㘲捡㜸㙣㡥ㄵ搱晢㔰挳扥搴换㤷㑣㕣〰晢ㄱ戰㍦〱㔷〳㈰㈳㝡ㄴ㜲㠵㠸收晢㈳㑡っ㝣愵㜷㌴挵づ愰搸㡤〰慣㐷㠱㔶㡦㥣扡戰昹㍥愱㌶愷昰㕤㤰㥥㥤挲ㄷ㐵㌶㐲愸㑦㑥戹ㄹ㘰搳㈹〱戶愳挴㈹㝣捦㘴㌳ㄵ挹挳摢㈹㙢㠱敢挱㈹㝣ㄵ㐵㍡㈵㠸ㅡ挴㍡攴㤴㔳搸㑦㍤っ搲扢㔳昸扡㡡㌲ㅥ㥢㘳㌹㈵㐲つ㔱敡攵慢㉣㉥㠰ㄸ〱㜱〲敥〲㐰㍡㈵㠱㕣挱㈹㝣㈹㐵㠹㠱慦昴ㅥ㐸戱㌱ㄴ摢〰㐰昹㌴戳〹㍣搹㘱敤㈰㐰晡㍥捤㙣㠶㥣戴挴㔸㙡㝥〴㌹㘵〹㌹捤ㅣ〲㙥敦㤶攰㕢㉢㥣㔹昴㜱㔴㠲㠴晣攳慢㉢慡ㅦ戶㘹愶ㄱㄸ㝤㍣㠱㑦戸〳㥡〸㤸㐰〰摦㜴㤱搳捣㐴攴㙣㡦ㅡ㥣㉦戸㘰㥥㤹〴っ收ㄹ扥改愲㙡㤵ㅣ㜳㥥㤹㡣戴㍥〵㐴昰慤㤴昵㠰㙡㍦㐰㑥㠵昴㔴㐲㙤㈱捤户㔶㝡づ㘹扥搲戲ㄱ㐲㝤ち㘹扥晡㘲㠶昴㌴戶愳㈴愴㕦㐶搹㘶㉡㤲㠷㜷㐸扦ち㕣て㈱晤ㅡ㡡愵㈳㘷愰〶挱户㘷㤴㈳搹㑦㝤ㄶ㐸敦㡥㝣ㄳ㘲捡㜸㙣㡥ㄵ搲戳愹攱㌰敡攵㑢㌷㉥㠰㘶〲收㄰戰〵〰ㄹ搲㜳㤱㉢㠴昴扢㌶㌱昰㤵摥㜹ㄴ㍢㥣㘲ㅦ〰戰ㅥ〵摡て㤱㔳㑥㌹㠲㔰㥢㔳昸㥡㑣捦㑥昹〸㠸㡤㄰敡㤳㔳昸慥㡤改㤴㈳搹㡥ㄲ愷昰ㄵ㥣捤㔴㈴て㙦愷㝣ち㕣て㑥攱㕢㍡搲㈹㍦㐲つ㠲慦敢㈸愷戰㥦晡㡦㐱㝡㜷ち摦攴㜱戱㜹ぢ㌵晣㠴㝡昹㤶㡦ぢ㈰㐹㐰㡡㠰㉦〱㤰㑥㐹㈳㔷㜰ち摦搷㔱㘲攰㉢愷㘴㈸㘶㠰㔴搷㘰搴昶敤つ㡦晥㄰昷摢㕥扢㤱扦改㌶㈴㍢㝢㔱戲ㅤ㥦㠱㥡㠹摤摦㜹戲扥ぢ㝢晦慡捣㍤昸扤敥搰㤰㕤㌸敡㘸㙥捥㈸户㐱改㙥づ慢㙦昲㈷散戶㙥㡦扥慦㝡搵㤷摦㝣搳户㕡㌸戳㤶晥愸㥣㌹戵㜲户戲㡥㘴て㕢㘰换戶慢㔳搳搰攲㍥㍥敥捤ㅣ搵㡥つ㍦㝤搸〹㍢ㅦ搱㈱〶愰㌶敡搰㕢㤹㐳㠲つ愹ㅥっ㕡扥改挶戱㡤ㄲ〲㜸て㠷ㅢ㉡㥢昳换摡戱㠹㤵㐹㙥挲㌱㔳摣换㘷ㄶ愳㜹㕤㌹㙣挶慦㉡晦〱换㠲散挳㔰㌵㘰㔸搹捦㠱㑢㌱㤶っ㐴㙢慡㉦㠳㜱㍤攵㑢敤㐹ㄹㅥ摡㌱㘸攲戰改㙤改㕣㔷㜷㔷㌶㕦搷㡣㝤搸㜵晣㠱昸㉣㜶攴㌷㔶㕦〲㡤慥㜵戲㘳㔵㥤晣搶搹㘲晥敥㥦㙦㐱㘷搷㤲㑥搹㥡敡㙥晥㑥扥戴㔷晦晥慣挶挷㝡㜸散〹攳昹㙢㘹㍣ㅣ㝥扦㑡っ㔱㠹敤慣㐴敤㔰㈴㈸愵㐹攴户㐸晣挳愰㤹戵㘸敤攸挰㤰愶昱㉤愵㥦㜱搳㍡挰ㅥ〸戶摣ㄴ㜵ㄸ㝥㔲㕥敢〴㘷㌰㌸戶㙤搵晥敤㉤㉤㝡ㄷち昵ㄱ搰愷搷㠱㠸ㅤ挱攷㔴攲ㄳ攷挳㙥っ㜵搶㘵摥㌶敥㠴㈴挳㔶敦㠶㡣搸〵㈹㘹愲㍣㜳〰ㄱ㈸㜶〵㘵㔸㠹㥦㐱㤴捥〴戳㐲愷㠷攸っ㜱㌶㌸㜴㐸愹㐱㜷愳㈸づ晦㜰㤵搸㕤㈵敡慣㐴敤〸㈴戶㡤㐱昷㠰㘶搶愲搳愰㍡捤愷搳㘲晥㍤ㄵ晦㌸戲昶㈱㘲㙦㄰戱ㄷ昸戲攳㈷㠲㕦攸昸㍥攰捡㡥㥦㘲敢戸㜶㌲㈰㥥愱㈹㑥㜲戵挶扥搰〴戱ち晤㔴搰㐱晤晣晢㔹敤搰㑥㐳㝥慦愶昱㑤㠷戵㠴㘲㠱㜴摡㐸〴㡤㘰㈰㠸㑦㕡愵㔳㘱㈳㡡慦㝡㐴㤳㠱㔴㌴㤲㡡㠷戵攵〵㘸㈰ㄲ挸㈶㐳改㜸㉡ㄳ㡦攳换㐱挹㔴㈶ㄸ捦㌴㘴攲㐶挴㠸㈷㤲㠹㤰㜶㝡〱ㅡつㄸ㤱㙣㌰㤵㠸㘵攳昸㔴㔹㈶㤰っ㠴〲㘱㝣挱㉢ㅡ㑥㘷搳挹㐰摣扦扦搵ㄲ晤っ挸攸㘷㤲㥣〵攲ㅦ愵昸㘷㤳㜵づ挹捦挸ㅦ慤昸㐴㤹㜸㑡㔶㝦ㅦ晣㕥攷㜴㙢搷ㅤ昰ㄵ㈲㈵搲㈲㈳㡣慡晥晤ㅤ㙦㌱㤶捥敦搸㤰㈷捦〵㜲㥢㥥㐶㕡㝤㉣㡣摣昳㜴慤㠴攸换搲改㥡愳㔷㕦挱挶慦〴昱昹〳慡㐳㘵愱搲愰昸㤷㄰㕢㑦愹〳㐰㐴〸㝣㜳㌴戵愲ㄵ愵愳㈹㡣㌲㌹㥡慥㠰㡣㠸㈲㈷㠳㙡ㄵ㜳㤰㐵扥㐲挴㐱㘵㔰ㄹ戶愰㉡㡥愶戴㙢晣㈴㈸㡡挳㝦愰㑡㡣㔱㠹㠳慣㐴敤㔸㈴戶捤㘸㍡ㄸ㥡㔹㑢昹㘸㍡㐴昱慦愵㠹挲㐴昰户㑢㐵㈳昸戲攳扦戲㜷扣〹㕣搹昱愳㙣ㅤ搷慥〳挴㝢㌴ㅤ攱㙡㡤〹搰〴㌱㉣㤸㠲㘲㌴㑤戴摡愱摤㠸扣㌹㥡ㄲ搱㐸挸挸㐶挳攱㜸㌲㡢慦㡦㠶㤳愹㘰㈸ㄵ㐹ㄸ昸挸㔶㈶ㄳ㑤挶戵㌵〵㘸㌴㥤〹㐶昱搱戶㜰挲㐸攱㐳㝦ㄸ㔵挹ㄸ扥㔸ㅡ㙢〸ㅡ㠹㘴扣挱搰㙥㉡㐰戳㔹㠸㈷㌱㐶戳愱㘴㌸ㄵ挱挷捦㡣㑣㈶㤵㡣㘷㐲㐶㈰搳㤰㑣晢て戵㕡愲摦っㄹ晤ㄶ㤲㕢㐱晣㤳ㄴ㝦㉤㔹户㤱慣㈳㝦戲攲㤷攲挵㔴昰㌹愲挴㔴ㄸ㠰搱㉥愳昶㙥捡摤〳攲昳㑦㔳㠲㘵㔱换㕤㜹昸㔷愱晦㠶搸㌱㑣ㅤ㐸㤷捣愴㌲收ㅥ〲扦㄰㡢戳挱㤵㉥㘹戴戹㐴愷㑢攴捣㝥㠸慢昵て㠳㄰ㄱ晡㐶㔰㔸扦ㄹ㜹晣慢搰㌶㈱㙦㕡㍦㥤㑡愴ㅡ〲つ攱㘰搴〸㠶㈳㤹㔸㉡㤵㐸㠶搳搱㔴㈶っ摢㠷㤳㠶戶戹〰㠵㈱㌱㠹攱㔳㔵㤱㙣㌲ㅣ㐹挴㔲昱ㄴ扥㘹ㄵ㐸㈴〳ㄹ㈳ㅢ〸ㅡ摡㈳〵㘸㉡㠳㘹㉢㤶㌶㤲愱㑣ㄶ㥦戶㡡挵愳攱〰㍥戰㤷㌰搲攱㜰㍡ㅤ㠹晡攷㔸㉤搱ㅦ㠵㡣晥ㄸ挹攳㈰晥戹㡡晦〴㔹㑦㤲㍣㐵晥㍣挵㉦㐰愵愴㌸〲㝣㘹晤〶扢昵㥦愵摣敦㐱㝣晥㈳㤵㘰㤹昵㡦㔲晣攷㠹ㅤ㑦㈳㌵㠲㠸愳挱㤷搶㝦ㄱ晣㠲昵㕢挰㤵搶摦挷㘶㝤敤捦㠰㜸て㠸扤㕣㕤昲ㄳ㘸㠲ㄸ㔶愲㐰攱㤲愴搵づ敤㔵攴㑤㤷㘴㌳攱㔴㈲㤳〹㠵㘲㤱㙣㌸搵㤰㑡㠶㘲㘹㥣〹昰㥤戰㤴ㄱ㠷㙦戴搷ち搰㜸㌶㄰て愶挳㠱㙣〴ㅦ愴㌳㤲㌸ㅡ〲愹〰㍥㐶ㄶ㠷㕦㈲㤱㠸昶㝡〱ㅡ㡡愵愲挱㙣㉣㥤つ㘶戳㘱㈳ㄶ㡥愳㡥ㄴ扥㡣ㄸ㡦攱㍢㠱㠱㑣搴㥦戲㕡愲扦〱ㄹ晤㑤㤲户㐰晣㘹挵摦㐲搶摢㈴敦㤰㥦㔱㝣〹㤵㐲挴㡢昹攰㑢㤷散㘸㜷挹㝢㤴㝢ㅦ挴攷㙦㔵㠲㘵㉥㘹㔳晣て㠸㥤㐲㈳㑤愶㑢ㄶ㠰㙦㑥攳㠳愱戱㜴ㅡ㙦㐷㤹㥣挶㍦㘶搵㥤挸㐹攷㝤挲ㅣ㘴㤱慦㄰ぢ㐱愵昳〶搸㥣㔷㥣挶㜵㔷㍦ㅤ㑢㔱ㅣ晥㥣㑡㜴慢㐴摥㑡搴㉥㐲㘲摢㑣攳㡢愱㤹戵㤴㑦攳㑢ㄴ晦㑢㥡㠸㍦敦慡捦〰ㄱ换挰㤷ㅤ晦摡摥昱攳挰㤵ㅤㄷ昶㡥㌳㙡攵㥣昱捤ㄷ㙥㔷㠳挷㐳㠸〸扤ㄲ㡢㈹〸搰ㄳ慣㉡戵㝥挸㥢〱ㅡ〸㈶㔲戱㠴㤱捤㐶㔳愹㜰㐳搲㐸㈲㑥挳昸收㙡㉣搵㤰㠹挶挳つ㕡㔵〱ㅡ㌳搲昸㥣㜴㌸㤲ち挵㠲晣攰㈴愶㤴㙣㍣㘸挴㘲ㄱ挳㠸㘵㤲㈱㡤㕦捥㌵戵㠶㘳晣搴㘶㌰ㅥ㐸昰㙢㝡搱㜰㍣㥢㑣挴愳㔹捣㌱㈱捣攵㐶㠳晦㐴慢㈵扡〶ㄹ扤㍦㐹つ㠸晦㈴挵攷〷戸㜵ㅦ挹〰昲㑦㔶㝣〹㤵㐲挴㡢搳挰㤷〱晡ㄱっ㔰㤸戱晤㤴ㅢ〲攲昳㉦㔷㠲㘵〱㝡扡攲㙦㑦㉣㝦㍤㔶㝥ㅥ㔳㥣〹扥ㄹ愰㝦㠵挶搲〰㍤ぢ㘵㌲㐰㜷㘶搵攷㈰㈷晤戴ぢ㜳㔰㠰㝣㠵㌸ㄷ㔴晡改ㅤ㠸㍢慦摡户戸晡㠹㝢攷㜸昸捦㔷㠹ぢ㔴㘲㠵㤵愸㕤㠹挴戶〹搰ぢ愱㤹戵㤴〷攸㐵㡡㍦㠲㈶攲㉦挸敡㐷㠱㠸㑢挰㌷㑤昴㡡挳㐴㤷愲㑣㥡㘸㉦ㅡ攵㜲攴愴㠹昶戶㥢㘸ㄵ戸搲㐴㉦戹㥡攸〵㔷ㄳ㕤〹㈱ㅥ晥慢㔴攲㙡㤵戸挶㑡搴晥ㅣ㠹㙤㘳愲搵搰捣㕡捡㑤㜴慤攲ㅦ㐰ㄳ愵㠸㐸㠲㠸㕦㠲㉦㍢ㅥ戰㜷晣搷攰捡㡥晦捥摥昱挲㜹晦ㄹ搷㡥㕦〷㈱㌹㠶挳㔰㠵㌱㝣扤㔵愵ㄶ㐱摥ㅣ㙤㤹㠶㐰㌶㤳づ〷ㅢ㌲㘱㥣搳㜱戵㘴愴㜱㙥〹攰㤳戶㈹㌰ㄳ㜱㉤㕡㠰挶㜱㙢㤳㡤挵ㅡㄲ昸攲㘹ㄸ户㉥昱㘸㍣ㄵっ攲㔳㝣改㜸㈸㤶㌱ㅡ戴㔸〱ち㔱っ昳㔸㌰ㄳ㠸㈴挲㘱っ摢㐰ㄶ搷㘷昸ㅡ㜳㌸㥥挶㈷收ㄳ晥ㅢ慣㤶攸㜱挸攸〹㤲〳㐱晣㌷㉡晥ㄸ戲づ㈲ㄹ㑢晥ㅡ挵㉦挵ぢ㙥㤶㤳㘳昸㘱ㄸ愰㌰㠶挷㔳慥〹挴攷扦㔵〹㤶㡤攱戵㡡㍦㠹搸㌶㕡扦㤵搶㕦〷扥ㄹ愰㜷㐳㘳改ㄸ扥ㅤ㘵㌲㐰愷㐲㐶摣㠹㥣昴搳㌴收㈰㡢㍣㝥㕤〹㔴晡改づ扢㥦㡥㔱㜳敤㍡㔷㍦摤㐳㔱ㅣ晥㝢㔵攲㍥㤵戸摦㑡搴晥〶㠹㙤ㄳ愰て㐰㌳㙢㈹て搰〷ㄵ扦㤹㈶攲慦搵敡㝣愵㑤㍣っ扥㘹愲㌵づㄳ慤㐷㤹㌴搱攱㌴㡡摣㉤㐶戹ㅦ摡㑤戴ㄹㄸ㘹愲敢㕤㑤昴㙢㔷ㄳ㍤〲㈱ㅥ晥㐷㔵攲㌱㤵㜸摣㑡搴㍥㠱挴戶㌱搱㤳搰捣㕡捡㑤昴㤴攲户搰㐴㡢㠸挸㠳〸㙥㉥㌳㑤㜴㡤挳㐴扦㐵㤹㌴㔱㥡㐶㜹ㄶ㌹ㄹ㐵ㄹ扢㠹晥〰慥㌴搱㤵慥㈶扡挲搵㐴㝦㠴㄰て晦㜳㉡昱扣㑡晣挹㑡搴扥㠰挴戶㌱搱㡢搰捣㕡捡㑤昴㤲攲㉦愰㠹㡥㈳攲愷㈰攲㘵昰㑤ㄳ㕤攸㌰搱㉢㈸㤳㈶敡愲㔱㕥㐳㑥㥡㘸愱摤㐴㙦㠰㉢㑤㜴㠱慢㠹捥㜳㌵搱㥢㄰攲攱攷㉥㉡㤹搸愲ㄲ㙦㕢㠹摡㜷㤰搸㌶㈶㝡ㄷ㥡㔹㑢戹㠹晥愲昸㑢㘸愲㔳㠸㌸ㄹ㐴晣つ㝣搳㐴㘷㌸㑣昴ㅥ捡愴㠹㡥愳㔱晥㡥㥣㌴搱昱㜶ㄳ晤ㄳ㕣㘹愲搳㕣㑤㜴㡡慢㠹㍥㠰㄰て晦㠷㉡昱㤱㑡晣换㑡搴㝥㡣挴戶㌱搱㈷搰捣㕡捡㑤昴愹攲㥦㐶ㄳ㥤㐹挴ㄹ㈰攲㌳昰㘵挷捦戰㜷晣㜳㜰㘵挷㤷搹㍢㕥戸攰㕤攲摡昱㉦㈰㈴㑦㤶攷㐰ㄵ㑥㤶㕦㕡㔵㙡㍦㐳摥扡㌴㑤㘶㜱攳ㅡぢ㐶㜰昳ㅡ捥攲搱㕤㌲㤶挰㈹ㄳ㕦㔱㌷㤲改㡣ㄱ搵捥㉤㐰㡤㔰㈶㠳晢㕥愳㈱㄰挰㝤㔹っ捦㈹昰改㘷㈳㠸敢搷っ敥搵㈲㐹敤扣〲㌴㥤捡挴㡣㜸㌶㤲㡣攳ㄴ㥣づ〴攲改〴ㅥ㉡愶攳㤱㜸㌲ㅤ挹㠴戲晥慦慣㤶攸攷㐳㐶扦㠰㘴〵㠸晦扦㡡扦㤲慣ぢ㐹㉥㈲晦㙢挵㉦㐰愵愴㄰攸㥥㍣㔹戶挱〰㠵㤳攵攵㤴扢〲挴攷慦〴〰戲づ敢昷㔳晣慢㠹㍤㥦㠸昳㘸晤㙡昰捤〰晤〹㌴㤶㥥㉣㌵㤴挹〰扤ㄶ㌲愲〶㌹改愷㕦㌰〷㔹㔶㈳㝣攰㑡㍦ㅤ㙤昷㔳攱㘴㜹㤴慢㥦〶㐰㠸㠷㝦愰㑡っ㔲㠹挱㔶愲戶ㄶ㠹㙤ㄳ愰㝥㘸㜶㌳搱㄰挵扦㤱㈶扡ㄸ敤搳昹愳扡㐲㙥㐵㘲敥㘶㝢挷户〷㕡㜶扣搹摥昱挲搵摣㙣搷㡥㜳㐳ㄲ晥攱㘱ㄴ㔴㈱㐰戹昹㠸㑤搱搶㈱㙦〶㘸㌰ㅡ㌲㡣愸ㄱづ㌴挴㐳㜸㠶ㄶ㠸㠷〳攱㠶㜰㈶㥤捥㐶搳挱㐴㉣愶摤㕥㠰〶㈲愱㜰㌲㡥㈷㘹㔹挳〸攳〲㉥㠵㈷搹㈱㈳㠳愷搷搱㉣ㅥ㐱㘷戴㍢ち㔰㝣㤷㍣〵挵㘱㍣㡥㌰挲愹㌸㥥收愴昱改敡㐸㈶ㅡ㌱愲挹㜴㌰攴摦挹㙡㠹㝥㈷㘴昴扢㐸敥〶昱㜳昷㤳㌴搶㍤㘴摤㑢㜲ㅦ昹扢㈸㝥㈹㕥㜰摦㤳っ搰㈶ㄸ愰㄰愰て㔱敥㘱㄰㥦㝦戸ㄲ㉣扢㥡攳㙥㈸㔹搱㈶㘲慦愴㤱㔶㠱㠸ㄱ攰㥢〱㝡㈰㌴㤶〶攸ㅥ㈸㤳〱晡ㄸ㘴挴㐸攴㘴㠰㍥捥ㅣ㘴愹㑥散つ慥昴㔳捣敥愷㐲㠰㐶㕣晤戴て㠴㜸昸昷㔵㠹晤㔴㘲㝦㉢㔱㍢ち㠹㙤ㄳ愰愳愱㔹㥡愲捣㐴〷㈸晥敦㘸愲㙢搱㍥㝤㌵㠸昸㍥昸愶㠹敡ㅤ㈶ち愰㑣㥡攸㡦㌴㡡摣昸㐳戹攷散㈶攲挶ㅦ㘹愲㔱慥㈶摡捦搵㐴ㄱ〸昱昰㜳搳㡦㑣㜰㠷㡦㑣挴慤㐴㉤㌷昸㙣ㅢㄳㅤ〸捤㙥㈶攲㑥㈱挹㝦㤹㈶扡ㅥ捤搱慦〳ㄱ㜲㥦て㜳慦搹㍢捥㝤㍥戲攳㈳散ㅤ㉦㡣攱摤㕤㍢㍥づ㐲昸㠷㐷㙡㔰㠵㌱摣㘸㔵愹㙤㐱摥ㅣ挳㠹㔸㍡㤵㡣㠶〲ㄸ挷昱㜰㈸㠲搵愱㐰挸㐸愴〳㐶㐳㈴㥥挶㤲㤳昶㜶ㄱ㥡㑤㐴㐳㠹㑣㌶ㄸ㑥㌷㠴戳㜸摡ㄷ㑣挶〲㜱㍣㠱㐹㐵ㄳ〱㉣㈰㘹敦ㄴ愰戸ぢ㡢ㅡ改㔰〸て㘹㤱㑣攰㜹㘲㌰ㄶ㠸㘴〳㜸㈰ㅥ捡㠴ㄲ㈹晦㜸慢㈵晡扢㤰搱晦㐲昲㔷㄰㝦㤳攲晦㡤慣昷㐸摥㈷㝦㠲攲ㄳ㔵ㄴㄲ㤳挰㤷㘳㜸〸っ㔰ㄸ挳ㅦㄲ昴ㄱ㠸捦㍦㔹〹㤶〵攸ㄴ挵晦㤴搸㕢㘹愴㕢㘸晤愹攰㥢〱㕡〳㡤愵㘳㜸ㅡ捡㘴㠰㝥づㄹ㌱〳㌹㌹㠶扦㘰づ戲㜲っ捦〲㔷晡愹摡敥愷挲ㄸ敥攷敡愷搹㄰攲攱攷ㄶㅥ㤹攰㝥ㅤ㤹攰㥥ㅤㅥ戵㜳㤱搸㌶〱捡㑤㍥㙥〱捡㝤㍦㤲㉦戰戸愰摦㠹㐶攸晣攵㘰挱㕤㍦愶㠹扥晡扣摣㐴㐷愲㑣㥡愸ㅡ㌲㐲㙥慡愱㥣挶ㅣㄲ搲㐴㍦〶㐶㥡攸㜳㠸㍢ㅦ㍣㝤〶慥㜳戹㤸㥢㘹㜸昸㝦愲ㄲ㐹㤵㐸㔹㠹摡㌴ㄲ摢挶㐴ㄹ㘸㜶㌳㤱愱昸㠳㘸愲晢搱㍥㥤㍦ㅣ㉣收㠳㉦㘳挳て扥㍡晣慤攰攲ㅦㅥ昸㠱㍢愸㥦攸㐲㘶㈴昳捦㤱ㄴ㝦慤昸㝤㔸攰㘵㝣㍥捥昱㠹搹昷慣〲挷㘷㜸攵攲㍣㤵㤴搴挷㐵㝡㔹摦㑥㘶㝤㕣搳㜶慢敦㙤慦晡戶㔸〵攵㥦戴昵㥦愸㌴て㤷㥡慢㑦㐵㝥㡣昷㑦捤摡㌶㈱㡣挲㈶ㄷ晣㠴㥥㤱挱㙦㕤攱㕢摥昹㘵ㄳ㍢昳戹㘵搸攸㔴搱て扦㜵㘵晥慡㑢㔵攵㠱㕢愷㡢换挰晣㈵㌸晥㔵扦㠹挶晦㉦昴搰㝤挵㠵㘱㙡摣ㅤ㝦㝡ㅤ㍡㕣㝤〶扡敢晡扢㡦收戶㡣㘶晣挸㤷㔱摦㌴㍥㔶㍦㜱㘹摡㘸攷敦㙢㘲㑦〶〴㉢戶敦㤸搲㡤㈴扥㘱㍥愷慢㔱晥昲㈳㌷搵っ㔱摢㌶㐶愹敦愷敦㔵攴愸ㅦ㔷㔵㘲㌳㜳〵㌹㝣てㅣ㝢㔸㔰㌰㡡㕦㕢摦扥㤸戳晤㉡捥昷㡡㕣晣㡡㉥っ㙥㘴㤴挶㙥㙣摤慢慡散㈷捡㝦捥㑢晥㝥愲昵㑤㙢㉥挸㔳㕢慥慢㝤㑡㠶〶昸㥥换敦㡢㡤㙦换换ㅦ攲摢ㄵ攵㐲㍦つ挶搱昶愰㤹挶㡥晣挱挸㔸昵慢昰㐳㥦慢㈸戵㍡㉢㘴㘸昸昴㤱搰㈷捥㠴㘶㥡㕥攸换㔹挷摥㘶ㅤ㔳㐷挶挴㑢愸㠳昵㜰㡣晡昴㝤〹㍥慢〰㍥㥤攰晤㑤昰㌴㠰㥦户挰㘰〳㍣㥡攰戳㤱愶㍣㔹攲ㅣ㉢㈳㈷慢㥦㔹ㄹ㌶愳㜶〵㌲㠰㤷㙦昰昹昰㄰昰㜸㡣㤳戴愲挶晡扦摦晡晦戰㜱戵㉢㤵攴搱㘲挴㠵㡤搵㙦㥣㔴晥㉢摦愶攴昰㜱㐷㌴㍤㜶昰㈹㙦搴㡤摢戹㜲㝡挳戰戱搵攳挴㈵㤰ㅣ㠹㔲㜳㤲攸〷〳㤹㥦㠰㝣ㄶ捤㜵㥤㈴㝥㘷ㄵ㌸㍥ㅢ㉡昷ㅣ㔰㔳挹㈴戱ち晡昱て㉢昳攸ㄹ㈶愵㙢㑢敡㉢㑥㑡㑦㜸搵昷戸㔵㔰晥摤㑤晦慦㤴收㠴愹昹〶攴㌹㔱㠸㐷㈱挱搱㈹〷搴ㄸ摡晦㘶戰㑤捦摥㠸㤴㌶ㄶ㍣㙤散挸㘹㈳ㅢㅡ挴㐶〰㤵㙢㝣晡㈱㐴㜳搹摣㐴慦㈱扡搱㐴㑦㈵晡㈱ぢ㙤〶㐲ㄳ搱㕣㕦㌷搱㌷ㄱ㍤搱㐴晦㠰攸晢㉤戴ㄹ㘳㤳㠸㕥ぢ㡣慡㑥摣㘶㘵㘴㈴慣戳㌲㌲ㄲ戸搲づ昸㔶㐴〲㤷攷愵愴㔷㈴摣戴㠶挷昰㜱㉦㑥昰つ㕦㍥㙥㐴㌱ㄲ戸㘲㍦搲㈵ㄲ敥㐲㉦㕣㈳攱㑥慢愰晣㘳愰晥㠷愰〹晦昰ㅢ㍤㘸〹㝣扥ㄱㄹ改㤹摢㈱㔱昰捣㑣摡攳㔱ㄴ㤹搶摢㠴㤴㌶ㅢ㍣㌹慥ㄳ攲搶ㄲ攳㌵ㄳ晣㔸〱扣㤹攰戹㈶㜸摡挸㠴㔸㘳㠱挱挶㤸㍢㥣攰挷ぢ攰㐷〸㍥挲〴㑦〵昸㍡ぢ㙣㍡昱㈸㠲㥦〰愴攰㤶㈷慤㡣㜴换㔳㔶㐶扡攵㔹㙡摡㉡户晣㕥㐹㝡戹〵㕡㜱散㌰敥戱搴愱ㄷ㍣戸㝥愷愲㕢㥥㠷攴㐸ㄴ㤵て搰㙢搱ぢ㔷户慣戶ち捡扦㑦敡攷攲㍦晥㘱㘵〶㝤㠰㕢戸㔸㉦摤㜲つ㈴ち㙥㐹搳ㅥ㙦愰挸㜴ぢ㔷昰㌵〳㍣っㄸっ㠱愸㔸㔵㘲扤昹㐴扦㔹㐰扦㐶㜴㥢㠹挶昰㡡㡡㑢㉤㌴昸㜰捣〲愲摦㉡愰㕦㈷扡挳㐴㘳挰㐴挵㠵ㄶ摡ㅣ㌰㕤㐴㙦〱愶攰㤹户慤㡣昴捣㍢㔶㐶㝡收㍤慡㐲ㅤ晣戳ㅤ㝤㤸㍡摦㔷㤲㕥㥥戹收挹㝢㔷摤扤攸て攳昶㝢晤㤶捦㡣㜵㑦㡤晢搱㥦㝥㜷㠶㥣㍡㍦㠰攴㐸㔴㔶敥㤹昳搰ぢ㔷捦㥣㙢ㄵ㌸扥㤵㉡搷昹愹愹㘴敡攴㝡㍦晥㔵攸㡢搱㉢昸㡢换攳挵晡㡡㔳攷ㄹ㕥昵㥤㙥ㄵ㤴㝦㙣搴晦戵搲㝣扣愹㤹慢攲㌲ㄲ㑥㠳㐴㈱ㄲ㑥㐴愱攰ち戳ㄹ〹晤㤰搲㑥〶捦㡣㠴戸㌸〹㘰扡挶ㅣ㐷愷ㄲ捤㐵㘹ㄳ捤搵㜲㙤戹㠹㐶㈴挴挵㜱ㄶ㥡㍤挲ㄷ㝥㠸收挲戵㠹收㠲戹㜶㤶㠹㐶㈴挴挵ㄲぢ㙤㐶挲㌹㐴㜳㈱扣㄰〹㕣㄰㔷㜵㡢〱㔶㐶㐶㠲㥦慡㔰〷晦㙣㐷ㅦ㈲㠱敢攴㔲搲㉢ㄲ㌲晦挸挷攷扦昶挷㜱㥦捣㐸㌵慣ㅤ昶摥戸ㅤㅦ摢戲㕣㐶〲㤷捥㡢㥥㈹㥥㐴㜳攸㠵㙢㈴ㅣ㙢ㄵ㌸扥㝢扡㌳㌴㌹慦散戹戰㑥扢改㉢搱㍥㐴〲搷愱㡢昵ㄵ㈳㘱㠱㔷㝤挷㔸〵㡥て㠷捡搵㘹㙡㉥㠹㍣慥㔲换晡㉥㌷敢攳愲慥㕢㝤ㄹ慦晡搲㔶㐱昹㐷㌸晤〱愵昹ㅡ㔳㌳搷㜲㘵攴㈵㈱㔱㠸扣搵㈸ㄴ㕣ㅣ㌵愳㠳ぢ扣摡㉦挰㌳㑦摡㐱㜱㌴挰㉡ㄴ㝣晡慦㠸㑥ㄴ搰㕣攳搵慥㌳搱㤸戱㠲攲〸ぢ㙤挶改つ㐴㜳㜹搶搴捤㘵㕥㙤㡤㠹㐶攴〵挵㕣ぢ㙤㐶摥捤㐴㜳昹㔶㔵㈷戸㡣㕢㠸㍣㉥攷㌲㈳㈳㡦ぢ戵㠰㙦㐵攴㌵㈹㐹慦挸㌳〳昹㠰㜱摦摢昰搶〷挷捦ちㄴ捦づ㕣昰㉤㝡愶ㄸ㜹戳搰㈸搷挸㥢㘹ㄵ㌸扥っ㍡ㄵ㥡㥣㤱挷攵㘰ㄹ〹㜷愰㘷㠸㍣慥㥥ㄶ敢㉢㐶摥ㄴ慦晡㈶㕢〵㡥慦㙣捡㌵㔵㐷攴㜱㙤㔵搶㜷扦㔹ㅦ㤷㈲摤敡ㅢ敦㔵㕦愳㔵攰昸㑣㘵ㅡ㥡㥣晤攳㐲愵慣㙦㠳㔹摦〲㡦晡挶㜸搵㜷愰㔵攰昸捥愳㕣敤㜳昴㙦愱慡敦㜱戳㍥㉥㤲戹昵㉦散㔵㕦挸㉡㜰㝣㌳㔱㉥㥤㌹敡攳ㄲ㥡散摦敦捣晡㑥昳愸敦〰慦晡㐶㕢〵攵ㅦㅤ昴㜳㡤㑡㙡㝥摥搴捣㠵㈶㌹㤲昷㠷㐴㘱㈴扦㠰㐲挱㤵ㅥ㜳戴晤っ㈹敤㈵昰㌰㤲㌱摡㘲㘲㙦㠰搵〰昲改㉦ㄳ捤㜵ㅥㄳ捤〵㈸敤㔵ㄳ㡤㜳㐸㑣散㘱愱㔹慦㑦㝦㥤攸ㄵ〵㌴搷愰戴㌷㑤㌴挶㝤㑣っ户搰收戸摦㐲㌴搷㤶ち㈳㤹㙢㑣㠵㤱捣戵㈶搵㤰㕡慥㈲〱扥ㄵ㈳昹ち㈵改㌵㤲㕢慥摣㜳晤昶㤵㝦ㅣ搷昶攰㥢㔷ㅤ昷昱㕦挷敤戲摦摢收㌹㠴慢㔱挵㐸㈸㡥攴㥤搱ぢ搷㤱扣㤳㔵攰昸晥愱㕣愳㜲㐴〲搷慡愴扦摥㐳捦㌰㤲戹戴㔳慣慦㌸㤲户昳慡㙦㠸㔵㔰晥㉤㐱㍦ㄷ㠳愴收て㑤捤户㈱㉦㈳愱ㄶㄲ㠵㐸昸ㄷ敤捦㈵ㄲ搳户㕣收搱㍥〱て㤷晢搳㐶挶挵〰㘰㤵㘷㝣晡扦〹收搲㡢〹收㐲㡦昶ㅦㄳ㍣ㄵ攰晥ㄶ搸昴散ㄷ〴㜳㠹挶〴㜳愹㐷晢捡〴晦〰攰㝥ㄶ搸㥣搰扦㈶㤸㉢㌸慡㌲挱㤵㥣㐲ㄸ摣㘷㘵攴㠴捥戵ㅡ挰户㈲っ戸挰㈳㈵扤挲〰㕡㜱戸摣㡦㙦㠲㘴搱㉤挵㌰昸晡㍦ㅥ㘱昰㕦慢挰昱㜹㐳戹ㄲ㠴㑡㑡㑦敤㕣ㄱ㤲捥慡挶㍢㝢〸〳㉥愰ㄴ敢㉢㠶挱㘷㕥昵晤摢㉡㜰㝣ㅦ㔰㉥慢㌸敡攳昲㡡慣㙦愰㔹ㅦ㔷㈳摣敡晢搰慢扥て慣㠲昲㙦敤昹戹㝥㈱㌵㙦㘷㙡收㈲㠴っ扢㝦㐰愲㄰㜶挳㔰㈸戸ち㘰〶挷ㄶ愴戴ㅤ挰㌳㉦㘲〳攲㙦〰㉢敦晢昴㥤㠸收㜲㠱㠹收攲㠴戶㡢㠹挶㜴ㄵ㄰敦㔸㘸㌳㤶㜶㈵㥡㉢〶㈶㥡敢ㄳ摡㜰ㄳ㡤改㉡㈰摥戴搰㙣愵㑦慦㈳㥡敢づ㠵挸攳晡㠳慡㕢扣㙦㘵㘴攴㝤㐸㔵㤰攲㥦敤攸挳㐵㉣㤷㈵晡㄰㜹㈳挷㍤㜳挴㥤捤㌷㥦扣㜷昱㔲㠲㉢ㄵ㐵捦ㄴ㈳敦ㄵ昴挲㜵〲㝡搹㉡㜰㝣〰昰㜳㘸㜲㥥㙡戹㡥㈱晤戵てっ㠱挸ㄳ㘸㘶戱扥㘲攴㍤敦㔵摦㜳㔶㠱攳㘳㝡㜲㌱〰㘶㉡㡤㜴つ晡㘵㝤昵㘶㝤㝣㠶敥㔶摦㙦扤敡㝢㐶搵㔷昶㘱㍡扦扡㔶慥收㠳昶摥㝥㤸㥥㙦つㅡ摤昲㈳㌱晣㈶㔶㜵㤶㡦㘴〷㘴㑤㌶㥦㈸换敦㡥戵换㤷〴〷攲㐳ㅡ戹〵㐶㙥ㅡ㍥ぢ㠳捦㘷㌴户㜵㔸㉦攲攱㜳㌱晣㠵㜱昵〱〷㕤收㈸慣㘵㘷收昰㐵㠷晥搹㈹摤昸昸㑣愶愶㘳㔶㌲㥦㌷㜲㥤摦㠵㌷㙤昱摡㘶ㄵ愳ㄹ捦摥昹戱戸㑡搷㌷㈶ㅦ㐶戱敢攳㕢㘹戱晡愲㍤搴ㄷ㤶㉡昹晤㡤慤㝢捦㔶扥攲㕤㈹㥥㠲㕦攵ち搰晢挱㥤扦㤱敤挳㔳㘰㍤㡡㈸昱〹搹㕥晥㄰户挴㑡㔲㈱戸扥㐱㔷㕢昲㡦扢捡㈷扣攵戹㡡㐱㜹㙤っ㌰㠵㥦㘶挸搸㝥㕣扦㑡㙣㔶㑡㉢㑥慥㈸㌶㙡㉣〴戴㠳㐱晡㌵㜶㜷挸㌱〵㔲搲戸敡㍡㈸㉥户㉣㕦愰㍤㤴㕤愹㕥搲㤶挹户㙡慤㐶摢晣㔶散攵ㅢ㌰㠰收㔶㐷ㄵ㥦㝡昷昴挰㥤愷搷晥ㅤ㉤挹㕣㉥戹慣愶愳愵摤攸㥣㥦㙦慤㘹㔹㡣昵〵㝣㄰〰慤慡愹愹搱挷攱晦慣㡡㝦㠲㡦挶愹㔵㙦戴㜳昹っ㕣㜲挷摢戹㝣㈰㙣戳敡〳捡〰㈵㕥㤹〸〹て慦昰戱慦戴敡㈴㘰㍣慣㝡慦㔲㕡㘲搵㈹㄰搰㘹㔵㔷㡢ち㍥㌲愶㔵搵㈱昸㔴㔸戶㝦ㅡ㘴ち㝤攵搳㕦挹㥤㙥攷昲㈹慦攴捥戰㜳昹㈰㔴戶㜵㈶戸ㅥ㙤扤捤戵慤戳㈱搰㐳㕢昹㄰戵愴慤㝣㔰㉡敢㥦㘳慦㥦㑦㐴㈵㜷慥㥤换㐷㥦㤲㍢捦捥攵搳㐱搹搶挳挱昵㘸敢つ慥㙤㍤〲〲㍤戴㤵㑦ㄶ㑢摡捡㠷㠷戲晥ㅦ搹敢攷㐳㐲挹㍤摡捥攵挳㐰挹晤戱㥤换㈷㘳戶ㄸ㕡慤㥡㔵ㄲ㐳㐹㐸㜸挴㄰㥦㝦挹扥愶㠱昱攸敢㔵㑡㘹㐹っㄹ㄰攸愱慦㝣㜶㔶搲㔷㍥ㅥ㤳敤㙦戵户㥦㡦挱㈴户捤捥攵攳㉥挹㍤挶捥㕤〹慥慤慦ㄷ慢㘶㤵昴戵〳ㄲㅥ㝤攵戳ㅣ㥢晣㑡㔷昹㠵摥昲㝣㘲㈳㙤㤵〳挶挳㔶攷㈹愵㈵戶攲攷㜸㝡戰搵㙡㈸㉥戱搵慦挰㤰晤㕦〲挱挲㜸攳㠳ㅢ挹㕤㙡攷昲〱㡤攴㉥戳㜳昹戴挲搶搷搳㔵戳㑡㙣㜵㍣㈴㍣㙣挵愷て㌶昹㔳㕤攵㑦昲㤶攷搳〴㥢晣㐹慥昲愷㝡换昳改㠰㑤晥㜸㔷昹搳扤攵㜹户㙦㤳㕦收㉡㝦㤶户㍣敦改㈹慦㥤〳㡣㠷慦ㄷ㈹愵㈵扥㍥ㄷ〲㍤昸㥡捦〳㑡㝣捤㕢㝥改扦ぢ㈰㔸昰㌵㙦敤㈵㜷㠵㥤换㕢㜸挹㕤㘹攷昲㝥搶搶搷づ搵慣ㄲ㕦㕦っ〹て㕦昳慥㔵昶昵㔲㘰㍣晡摡愶㤴㤶昴昵㜲〸昴搰㔷摥昱㤶昴㤵㜷戵戲晤㔷摡摢捦摢㔷挹扤捡捥攵㝤慡攴㕥㙤攷昲愶捤搶搷愴㙡㔶㐹㕦㔷〳攴搱㔷摥㠴搹攴㝦散㉡晦㑢㙦㜹摥㙡㐹㕢晤ㅡ〹て㕢ㅤ愹㤴㤶搸敡㝡〸昴㘰㉢摥愶㤵搸㡡㜷㘲戲晦㙢㤰㈸挴〵敦戸㈴昷㈶㍢㤷㜷㔶㤲㝢戳㥤换摢っ㕢㕦て㔳捤㉡戱搵㕡㠰㍣㙣挵摢〶㥢晣㑣㔷昹摢㍤攵慢㜹㐱搹攷㉢㕢摥㉥㙤攵㡦戱摣㠹㝡〴慦㍥㔹愱㝥ㄷ㜳扣㙣㤴戹扢㤱愸攵ㄵㅡ昵㜳㔳㔵㐵㉤慦捣㡡㌹㕥㤱ㄵ㜲㘲㈲㜲㔲敥ㅥ戲㜹㤹㈴㜳昷㈲㔱换㙢㥦〲戲㤶搷㍣挵ㅣ慦㜵ち㌹挱㑢ㄶ㈹㜷ㅦㄲ戵㜳散㘵戵扣晥㈸㈰㙢攷搹㜳㠲㤷て㔲敥㝥㈴㙡㜹㑤㔰㐴昲㕡愰㤸攳㌵㐰㈱㈷㜸㝥㤷㜲扦㈱摢㔰戹〷㤰愸攵搹戶㠰慣攵㔹戶㤸攳搹戵㤰ㄳ㍣㜳㑡㉤て㤲捤昳愰捣㍤挴㕣㕥攵ㅥ㐶愲㤶㘷愵㠲㕣㉤捦㐶挵ㅣ捦㐲㠵㥣㌸ㅥ㌹愹㘵㍤搹㍣㕦挸摣〶收㌸晢换摣㐶收㑥㔷戹㑤捣㜱㘶㤶㘵㥢㤹攳㤴㉡㜳㡦㈰㔱换㜹戲㔰㐳㉤攷挷㘲㡥昳㘲㈱㈷㉥㐶㑥捡㍤㑡㌶㈷㉢㤹㝢っ㠹㕡捥㐰〵㘴敤㔵㈵㌹捥㌸㠵㌲挱搹㐴捡㍤㑥㌶攷〶㤹㝢㠲㌹づ㙡㤹㝢ㄲ㠹㕡㡥搴㠲㕣㉤㐷㘸㌱挷㤱㔹挸〹㡥㍡㈹昷ㄴ搹ㅣ㐳㌲昷㌴㜳㌲㥣ㄱ愸㈵㌷昳㐲㠶戵㠳㝢㌷〵挸晤㉤ㄲ敡㄰㌲㜸挹㔵昷改㉣ㄱっ㘲㠹㝤搶㡥㘵㠸㍡戹っ㐰挹晤扤ㅤ㉢挳换愱㤷㘱收挴捡㈰㜲㘰㘵㌰㌹戸っ㉡㘷ㅢ㘴挸㌸戰㌲㜴ㅣ㕣ㄹ㐲づ慥っ㈵〷㔷㠶㤴㠳换搰㜲昶㐲〶㡥〳换〰㜲戶㔷㠶㠷〳㉢挳挴挱㘵戸㌸㌵挸㘰㜰㘰㘵㔰㤴㜳晤捡攱㝥攵㑤扦㜲搵㠰晦〷昴捦〴ち"]
["Decisioneering:7.0.0.0","Decisioneering:7.0.0.0","Decisioneering:7.0.0.0","Decisioneering:7.0.0.0",null,"Decisioneering:7.0.0.0",null,"Decisioneering:7.0.0.0","Decisioneering:7.0.0.0","Decisioneering:7.0.0.0"]
["CB_Block_7.0.0.0:1","CB_Block_7.0.0.0:1","CB_Block_7.0.0.0:5","CB_Block_0",null,"CB_Block_0",null,"CB_Block_7.0.0.0:2","CB_Block_7.0.0.0:1","CB_Block_0"]
["㜸〱捤㔸㑤㙣ㅢ㐵ㄴ昶慥扤敢㕤摢㘹㐳晡晦㙦愰㐰㡢㔳搷㘹㥡晥㐱搵挶敢㈶つ攴慦戵摢㕥㐰慢戵㜷㌶摥㘶㝦捣捣㍡㠹ぢ〷づ㕣戸㜱慡挴つ㤰攰〰愸㕣㉢捥〸㔵㈰㐰㉡攲〶㠷㔶㕣㄰昴㠴挴〱〹挱㝢戳㜶㘲㍢㉥㙤㐳㤰㍡㙤挶㌳昳收扤㤹㜹昳摥昷摥㙣㐴㠸㐴㈲㝦㐳挱㕦㉣㌱㙣散㉥㌶㔸㐰摣慣收㍢づ愹〴戶敦戱散㈸愵㐶㘳搲㘶㐱ㄴ㈶挸扡つ㜴㈶改捣扥㐶ㄴ㝤㠱㔰〶㤳愴㐸㐴㔱㔴ㄱ攸㈸〴晦晡㕢ㅤㄵ戹㔲㌱愸㡡㕡㝥愶㝣ㄵ愴ㄶ〳㥦㤲挱昴攵㤰昷昴昱散㜰㜶㈸㤷㍢㤶捤つ愶戵扡ㄳ搴㈹㌹敤㤱㝡㐰つ㘷㌰㍤㕢㉦㍢㜶攵㘵搲㈸昹昳挴㍢㑤捡戹攱戲㜱昴挴搰搱㤱ㄱ敢攴挹ㄳ㈹㔸㌹㌲愳攵捦ㄳ愷〶攲搶㐹愸っ㐲愷戴晣㉣㈵搶㍡㠹㤴㔰ぢ㐳〵㔲戱㔱㕤㠴㔰摢㥢换㙡㜹昸摦愶ㄲ攸ㅤ捦捥ㄴ㡢挴㘳㜶㘰㉦搸㐱〳㑦愷扡㌳㤵昲㘵挳愹ㄳ搹攵㍢㔲摣换〶㥤㌶㕣搲攷㕥㘲攴愲攱捤ㄱ散㐹敥㜸摤㌶㘳㜰㡤搱㠳扤ㄶ㙡慡㈸ぢ摡搲慡〶つ戸㐸㕣攰㜰慦搹㝣愵㙣摢㔶㌸てㅦ㐵敤〸挹愶愱昰㌵㜱㤷㜱慣ㄴ愸㘴ㄵ慡㑤㙤㥣㘹捥㥡ㅥㄲ㘲㝦㠰戹戵㌳㈶㘱愶愸ㅢ愲㕥ㄶ昵㡡愸㥢愲㑥㐴摤ㄲ昵㌹㔱慦㡡扡㉤敡㔷㐵㝤ㅥ收戴㡡ㄲ㡦㡢捤昲㔱昵㤵捣戹㘳ㅦ㡣㝥ㅡ扤ㄵ晢晡搲ㅢ挳㈹㤴㌵〵㘷换㑥㤳㘰㝤捣㐰挲㈳㍤扣㉡㔳㌰㕢㜲挳㥢㈸㄰㔶㔱昱㥡㈶㍣㤳㉣挹搰㠲敢㑢戹㥡敦〵㘴㈹㈸ㄸ㠱ㄱ㜷㘷つ㑡扣㐰㠵㐹ㄹ捥ㄵ戶㤰戳㡦㡦戵戸ㄳ捤ㅥ㐸攸攷捤㌶㈹㐹㍥㄰㑡ㄲ挰敤愲戱戰㔶攴㕥㡥㝣摥㘰搵挰㈸㍢㘴㝦搷㡤愳摡挰挸㉥〵戶挳戲㈰㜲㥣晡昵ㅡ㉡㜴扤攴㜰㍢㐶扢㤰晢愰攲戰㠳扦戰挰㔹㜵〳晣㈴㔴㈴慡㐸㐴㐸㠲ㅦ㈸㉤㕡㙡〰㍡搳㕡扥攰扢㠶敤慤捦摤愶㌶㠱捣ぢ㑤ㅢ㉥㔰㘳ㄱ晣㜱㐵昲㤱㙣づ晦㍤ㄸ㡥〰㡤慣ㄱ敢戸㌵㌴㘴㡥攴㡣㘱㐳㐲〷㜸㔴㝦摡っ㍣㈹昷㡡敤㤹晥㈲㜷戰〱ㄷ扣㠷㍢㑤愹㔱㈳㝣㈸㘵㤵っ㍡㐷挰㘹改㐴㘱戳愵昹㤴ㄲ挷〸㠸挹〷㄰㥣户㜵づ戲㌱敡扢㌸扥㍢㙦㌰戲攲扣ㄹ㉢㕣㈸敦搷㍤㤳敤敡㑤㉣〶㈰㝡㘷㌷㙤㐵挸㉡戶㈲〰ㅡ㘱㝣愷㝢扢搹戸敤㡦㉥搹㈱㜹㑦ㄷㄹ㈰捤㉦摦㥦㍡㐶挹㙢换搴㔵㍢ㅡ㠵〸戵㐰㤰扥敡㤴㈱㈹摣ㄷ〰㤰捦㠸挷户㤷㜱㘷敤捡㍣愱㐵㠲昱㡤㤸晣愸㕢㤰㐴挰ㅤ㉢㠴㘵㘶㔰昵㠰愹收㔳敤愳搶戹愵㠰㠰㌳㥢戰㕦㠸㌴㐱愳㠴㡥戴戵㘳㑡戸㈶㄰㜶㜴っ㡦昹㤵㍡㐳愷愵扥搳㐹ㄹ㌵ㄷっ㔸搳㥣昲㑤ㄲ㡢㠹搱㐸㉣ㄲ挳〲ㄱ㌴ㅡ〵㑦捥㜵昹㈹てㄸ㈸㥢戵㈳㜳㥢攵㈰㌴て㍦ㄴ㔳愷㜹㈱㕦㉦挴㔸づ晤挲昶㑥㕦挹㕥〴敤㠱㤶ㅣ㠲㡥㈴㜶〳㑡摢㐶㔷慣〶ㄷ改〹愷攱㠹摡㜴㠶㜶㡢戳て摣晦㈸㕣散戲㘵晣扦㤳㐵㜱㔳昳昴攷ㄶ〰戲捦ㅢ㥥改㄰晡敦晡挲ㅤ愹攸搹敡ㄶ慣戶㐲㤵㠸㐸扦〰戸摤㔷㤳㤸㈳〹㑢㐲㐳㕡戴捤愰㉡㔷㠹㍤㔷つ㘰っ㔲㉢㐵㐱㌵㕦㙦晥㝤〵㐸晦〹㈶㔹敡㜶慣㜶㐰㤵㐸㈴㐲昸㤴ㄳ敡㉥摥㡦挴㄰㔸㝢㙤㜲㌹っ㘰㝣㑢㑣晡㠶㌹㘶㔴㈰㈵㡢㌷ㄳ㌲㐵昳摤ㅡ〴㈷摡㡦㌳㌵戰㑤戰昹〵摢㈴㔴挱㠱㈲㈴㝥㌱㐸挸㤸捣㍤㥢㐱搴㠹㐶㈴㈹愹昴㕡㙢愲㈵㙢㝦㔳㠳敤㠹攵挴㉡昹扦㕤㌸㜱〶ㄳ挷㐴〲愳㡦扡ㅢ慢㍤㔰㐹愸挹㐷昶㠶㡤挰戴搵㉤㔶晤挵昳愰㑡挲挲㤴㠷㘹搴づ戶慤ㅥ㠶㈸㙡戸㍢昸昸㌸㈵〰㠰戴〴㌸挰捦㠸ㅣ㍢㝢㔲㌸搳㑥㙥㡣㙤㙥㤸戱㉥摢㘴ㄱ挱㝢摦㙡ㄲ攴㙣㕡㥤〵㍥て晡㝢㔷搳ぢ晥戴ㅦㄴ㙣㔶㜳㡣挶晥ㅥ攴㤰㜲愵㑡㍣挰㉥ち㄰昶愰㐹㝥慤㐶捣ㅥ㝢㉣晡㜵㕡㈱ㄳ㠵挷〱晤攰愶挲㈲㜰攰ㄳㄴ㐱ㄶ〵㈸㙢㜳㍣〱㕤㈲昲晡收ㅢ攳㜷慥扤㜵㐶〶㌸ㄵ挰㐱挰㐵㈴㜴挶戵〰㈴愶㈷㝤ㅤ㘱㜹ぢ㈶摦㔳昰㕣戱㙢づ挹ㅢㄴっ摢愷㑣㜵㕢捤搰昰摡搲攰搰㕢ㅥ〷㘵㐳㤴〹攳㑢昶晥昸摡戶㜱㙥㠳㘸捣㠸㘹挲收慥㐰挰捦㡤攸戴挶扢㤲敥〲㈶㍥攲㐶㄰晢攲ぢ㤸㔳敢㍡攴愸搰挳㈲㐸㜷㐰㔴捦晤㈱戴挶㍣㝣㈴㜱慥挴扣攷㉦㝡㝣攷ㄲ挳㕣㠷㠳㘹㍣㡥挷㐸愰㈸㉣㈳㉤戳㠹㐸㠸摥㤹㕥扡ち㔳搲攵㔷摣㠴〹攱愱昹㙣㑢攱戳慤㐴〹㝦㥢㈹扣〳㉡散㜳慦昸㜴扥散晢昳昸㔰搸挰㝢慣㑡㐸㠰敦愸愴ㅢ㍥〶戱つ戶ㅦ㡤㜶扣㤵㥡㝡㐷㈲㈶挴㍣㔹㤶㥦㠴㔶㜴㡣㔶㜸㑦昸〹捥㡦㙦慣㡦慦摢㤹捦㝥㝤㝢收挳㍦㥦㌶捦㘶㝥扥㈷晣搸㈴扣㜹昸换敤〳㕦㝣㕦戸昱捥慤晤户㕦晣晤㝤〹〳挸㐳〵敦㝥㤸戸搱㕡挶慥㤲ㅤ㌸㈴㘹㠵愶㠱㙤挵〲㌴㠲挴捡㡣㕢愵㉡㥣扡搰㘷㡤㔳摢㜴㙣㡦愰改㐰捡㡡㙦捥㐹㌲〷㐹搴慣㡦敦㕢摦敢戳㑡搴昰ㄸ挶ㅡ慦搲ㄸ攸攸㜱㙦㤱慣扣敤㌱㔸㠶攳㈵戶㌷㕡〸攷㜰㜳㜵搷ㅢ㌷㙡散㜱㜰㈷晥扤〳搴〳㈵〴㉦㔱㄰㐵㐱ㄱ㤵㌵㝡㐴㐴㝥〶㐴敤㙡昳挰㔳改㐹摢㈲㠱敤㤲昴愱昴挵㑢㐳㤰㜱㠹ㅣ攳挴㈳戸㙡〸㙤㠸㜹て㥦㕥愱挵愷昸昷㠴㘶摥ㅢ敤ㄵ扥㤷昳㍦㥥捥㍣ぢ㍣〲㘶ㄷ摣㕤㥥㙢㌶戰搳㡦㤱ㅡ〳户㝣〰慡㈷戴扣ㅥ㕡㜲换㈱攴㠳㌰扣〱㠶摢㤲扣㝥っ散挸愳㍥㡦ㄵ扥㥣〴扥〲昶〶愱㙡㤵㝥㕣〹㍤㔸㍤〴㔵㕦㔴挰昹攸㤲㜲ㄶ晢愳㡥㤳㙥㌹ㄵ㤳て攳㔰挷㈷づ㌹〷㐳㤹㐹㑤搳愷㠸㘹搷摤㈹ㅦ㜲㥤㜴敥昸愱摣挸愱㈳戹愱㈳改ㅡ晦挴㘴愰㐵㘶㤷ㅣ收ち摦㌵扤攵收㑢愹㝢㍦散㐸㑣摦ㅣ扣㥢扣㜲扢昲㥥昰㙤㤳搰晤昱愱扦戵㕤〹㜷昸㐲㉦愴㔸㤵攳㘶扡ㅦㄴ攷攰㠱搰㐰㝤㐴㈱戹㤲戸晤挷挴㔳㙢㤳搵㐲㙢扣㌶改ㅢ搸昵㝦㤰㠳昷摢〹戶晢㘰㐴㍤㡡愲戱敡〶㕣捣て挷昰ㅣ㕤㜹㙣㌲㠹昰㕡㝡昷昳戳㝦つ扦㍡㥡晣〷㜴愸㝤㜹","㜸〱捤㕡㝤㙣㈳挷㜵攷㤰摣ㄵ㤷㤲㑥扣て㌷㘹散挴㜲㜳㐶散攸㈲㉣㍦㤶ㅦ㌱慥戲㐴㥤捥㡡愵扢戳㈴摦戵㙥ㅡ㘶戹㥣㍤搱㐷㜲攵摤攵㥤㤴ㄴ戵〱挷㑥敢㝥〱㈹㕡ㄴ㐱㕣㈷㠸㤳愲㘸摤晣㔳户㐸㡢㌴〸搲㈲晤愷愸㥢戸㐵摢愴愹〳ㄴ㐸㍦〱昷㥦愲晤愳㐸㝦扦㔹㤲愲㈸摥㔹扥戸㠰搷搶攳捣㥢㌷㙦㘷摥㝢昳收㌷戳ㄷㄳ戱㔸散〷㜸昸换㈷挹挲㕤㥢㝢㐱㈸摢昳㔵慦搵㤲㑥搸昴㍡挱晣愲敦摢㝢㙢捤㈰㑣㐰㐰慦㌵搱ㅥ㘸戵愰昹㌱㤹慡㕤㤷㝥〰㈱㉤ㄶ㑢愵㡣㌸摡晢㝦㤹㝥挱㘰㉦㈳〹㌲〵愹搸㘶㜵改㘲晤㜱愸摥っ㍤㕦㥥㤹扤ㅣ㈹㌸㕢㥡捦捦㘷㑤戳㌸㙦㥥㤹慤㜶㕢㘱搷㤷㘷㍢戲ㅢ晡㜶敢捣散愵㙥扤搵㜴ㅥ㤶㝢㕢摥㌵搹㌹㉢敢㘶扥㙥ㄷ捡搹㠲㘵戹㤵㑡㜹㑡㠷攲昵敡搲㈵㕦扡挱㕢愴㜲㠲㉡㉦㔶㤷收㉦挸昰㉤㔲㤹㠲捡ぢ搵愵㘵慦㙤㌷㍢㙦㡤㑥㡤挶戵㤶愵搳愴ㄷ愴昴㥢㥤慢昳ㄸ昴〱㈳愳㔶㥡㕦っ㠲㙥㝢㠷づ慤捡㔶㙢㐳扡ㅣ㡤搱㕥づ挲㑢戶摦づ愶摡㌴㥥昴㘵挷㤱挱戱昶戹㕤㐷戶㝡㠲㐱慡㝤搹昶㉦搸㙤㤹㘴㘱愶ㅤ昹㙦戵㈱㍢㘱㌳摣㥢㙥㍦ㅡ挸つ扢㜳㔵㔲㐴㙢㥦敦㌶ㅢ㈲㤹挴晦戱挴晢挶㡤㑣㜹〹攳㘹㔷户㙤㍦㔴㌵晡㉦㍢㑥㜶㈸㔴搴㉣づ㡣㡢攱㌴㍢搲㡢ㅥ摢㙣戶ㅦ㤶㝥㐷戶昸ㄲ晡㜱㙥㐴㐸ㄹ㈸㜲挳挰㔲晤改搰㉣㘲戲户ち㌸ㄷ扥㐵㌷㐰㜶㉥㜸㝥ㅢ搱戸收㔵扢攱㔹㜳摥捣㤵昳愵㝣戶〴㔲捣攷㉡㤵㔲昶捣㐳捤㕥㔳搹㉣㤵戲㔶㈵㘷㤶昳昹㤲㔵㍣戳㉥敤づ扢㔸㘵慢㠴挷捡攵捤戲㔵㈹㤵换㘷㌶挳挶戲扣捥㌶戳㔲挸攷昳㘶㌶㕦戱搰㉢㙢ㄵ㡤㌴摥㙡㑣昲晤㔳㈰改慡搷㙥㑢摦㘹摡㉤㘳㥡㉤挷㐰㐴昲㍦戱㠴㠷挷㑢昹㜸捤㡥搷敡昱㥡ㄳ慦㌵攲㌵ㄹ慦戹昱摡搵㜸㙤㍢㕥㙢挶㙢㡦挷㙢搷㈰搳㝦㔲ㄳㄳ昱摥昳晣戳㔷晥㘰改㡢攷㤶㝥昷散㝤摦晣昲攷㍥㝣㔱㜰搵慡㐵㥦㐱挱ㅦ㥤㝦㍥㥢㉦ㄷ昲愵㐲慥㤴㌵㡢㜸㜲㐳昳户㌰ぢ换㉡攵ち㔶挹挴㕦㘵㘰㠱愲㘹㘶㉢㔶㍥㕦㌰戳愵㑡㌶㕢挹づ㔹㠰㙡捡昹㕣㉥㙢攵慤愲㤵捤收㡤攳㜸慦㜱〲㐴㍦〹㤲㕥敤㌴扡㐱攸搳〲愷搸㜲〷㠸㄰晦ちぢ搰ち㥦捡㥤搸搸㤸㝤摦攲㔳㈷㕥㜸㘵昹㥥㘲㘹敡ㅤ㘸㝥愴攷捡㘵摦扥㠱挵戱扦散㜲昳戰昹㔱戲つ㤲㡤㙢戹㈵㌷㥢㙤㔸愶㥤户㌵扡攵愸㤱㑤挳㑤戹㔷㥡㥤㠶㜷㐳㠵晡㕤㑢㜶㈰昷㈳㝦慥搷戶攴㜵㍢㡤攰捥昱㡤㥢愱ㅤ捡㜷㡤戶敤㉢㌹搴㙤ㄳ㠹㐰〶敡㝤敦ㄹ敤㜶搹㙥㜵攵攲㙥㌳㙡㝥昷㐸㌳搲㠰㔷扦㜹敢㡡㉦㥦ㄸ戴ㅥㅡ搱㈲㌶㡣敢㑡昷愱㔹㐶㑤搱戸㘶慢摢㕥㈰㍢㙡㜸㜳敤㑢㑤攷㥡昴㌷㈵户ㅢ搹㔰㔳扤㠳㑤扤㕣㌴㜷戱㠳㠹㈲扢㌴㝥㙣㤸敢㥥摢つ㘵愷㈱ㅢㄸ敦㡥昴挳扤㉤扢摥㤲㍦㜲㐰㈴㝡㈷ㅡ㝥昴〰㝢挵㜳扡㐱搵敢㠴扥搷㍡搸戲搸戸㙥㈳晦㌵搶扤㠶㐴晡㑡昲㠹㠹㔸㈲㈱㐴散晤攳㜲〸昵〶昳捡ㄱ㐳㉥㘶㌶㝢攷挱戰㥢摦挰散㌰㡢㤶㘴㑣挶㑦扦㠱㌲愵㤷㙡敥扦戹攰搰㥣戸㌷㔳晡扥㥢㑢慢㌱づ㍣昷晦㉢ㅣ㡦㥦散捤晥摣㜵散ㄱて搹㥤㐶㑢晡户㐴ㄶ㠲㈳㌲摥〹愲㝤ㅦ㉢昹愶搶㘳㐲ㄲ扢㘲㑦扢搱㙣㠴摢晡戶㙣㕥摤づ挱〳晡㐸愵㘸摡㐳㡦昱㉥戰㡣㍢㐹敥〲㐹愷㘳晡扢㈹愴愷㡤昷㐴㜵㡤ㄹ昳捤敦㍥挴㌷㠶摡敤㠰㑢〲慤扤攲昹㐱㈲㌱㙥㤶て搹挱㜶挸昰扣㘵㈳昷ㄹ攳㙥㤲㔹㄰㡤ㄹ晥つ㌷户ㄹ〸㈵戹㠷㑦户㤷愵㙢〳㌶愹搵㉤㙣慤ㅤ㙤挶换㌲㜰っ敥摡挸㥣㜲㔷㐷〹㡢㝦慡捤攸㤷扢攱戲ㅤ摡ㄳ㙤散晦昰㤲〱愱㌹搵㉢㉡戱攷戴攲昵㝢愷㝢㌵㘸挸愸攲㤰㤶㐹挵㠸㌴㘱攱㘰扤挴ㄲ㍤㝡敢㐹㘰散摣愱昵搱㐰㍦戸㡦〳㕥㌴捥换捥搶摥㡥っ㈸㥥搲㙦㘹捡搱攵㐵㘵ㄷ㥤晡愳㘱戳ㄵ捣㘳愴攷㝤慦扢昳㔶敡愱㉥攳ㅥ㤰晥愳㝤ㄷ㔱㝣昴㌹ㄱ㜹㑦㕣愷㙦㙡戵㔸㡡摡挸搱摦ぢ㌲扣敢㌳㜰愱昷〷昸㔱㡦㜱㉦㝥搲〶挵㡣昱㙤ㅡ㌱挲㥢㠱㍦㡣挲愹㌶㡣戵攵㑢〵攸㔲慡〲挳㑦户慦㜸晥戵扡攷㕤㘳㘸ㅤ㔳戵㘰㕢捡㤰㈰㘹戲〷ちㄵ昸ㄳ㈲㤱㌸㠰㐸㠶搰ㄴ攱㤵㝥㍦挸昴㘲慢㌵摢搷ㄸ攸敦〷㉢〱戸愶捦愱㌰户㔶慤搶搶㘵愳搹㙤慦㝢㌸㈶捣㥡愵て㤸搶〷㜲㘶㌶㌷扢愳㡥〲㌶㠱散晣㙥㉢㘸㡢㔷㘱㄰敥晥晦晤㉦㥤ㄷ晦攳搹㔳㉢㥦㝤攵昸ㄷㅥ㝣昵挵㕦ㄵ摦敡㌵ㅣ㐲㌵〴ㄵち㕡捤愳㈰晥ち㘲捣㌹㈸ㅦ㝣っㄳ㜵㈳㑢㤲〳㐱收㔰㐶㐶攲㈸㐴㔵㐱㘰挲攴㘱㔸㈴㐵㄰㐱㔸愲挰㔹〹㠵晥㈳晥ㅣ晡ㄹㄱ捡慢ㄵ戰㠷㤱捣㈱捦㍤㐰〱㠳㘲㠷扤慡摡〴㜱て㍤㙢搰㤲〶㙤㘷搰㙥攲㑦昰㡥戱戶昸㑡慦㘱ㄴ㈲㘹㑣戹㙦㘲㙢㔳戳㜵㉦㌷攵つ慥挵㘳㉥愰㝦ㄵ㠸捣㔳㠹㘳摡㕤昶㉥㜸攱㜲㌳搸㘹搹㝢㈷摤㕥攱捡戶散㘰㕢昷戱扢㡦昰扣㥤ㅤ搹㌰摣㑤慦敢㍢㜲㜵昹敤戰敤挳ㅣ戰愳摡昱攳〲捦敤敤㘴〰愵〲〱㠳㈷愶㜱晦ㄹ㑤㐸敡〰㌲〴ㅥ㔴㤱㔰㜱㘶摦愲㕢捤戰㈵㈷㕤戵㜱慢㜲捡㠵ㄵ㠱㤵ㅡㄳ敥搶㌶㔶攷昲戴㝢摥㙦㌶㕡捤㡥愴㌳㑥㐵愲㙢昲㉡㜰搱㈵㉦㘸㜲㠹㑣扢㕢扥摤〹㜶㤸攲㥤扤ㄳ〷㙡㙡㉦搰摣愵㘶㈷挰㙢㤴ㄷ㔹㥥㜱㌷户扤ㅢ㌸晦㜷摢㥤昳昶㑥昰戶昰ちㄷ㑥昴㈸搷㠸戸㠸挷㐵㉡㥥扡㕤晦攸换搰㜶㌲㍡搰捣㈲㑥㜱愶愸㜷㘹㌰昵ㄲ㉥昷㈴㠹昲㘱㑣㈳㝡ㄸ㑤收㐳㉥ㅣ㐱㘲ㅣ敢㠱攳昴㔸㔰㌰戸㔴㔱挸攷ㅣ晢慣㠰慣㥥㝦㜴㜵晦㡣昲挳㕣㡡㘸㠴㍢㐷㐶㠴㉡愳㐴ㄱ㐴㤴挸㠰挲挲㐴㈰戰㌶ㅡ㤵㘹㔷挹㌰㐰㡦敤ㄷ㔷〰㉡愶摣㌵扢㉥㕢挰㐲㙤㍢㍣ㄶ㔵〸㑡㜱㙥づ㝡㙤㍣挵摡㡣㌸㥥晥㌷ㅤ扢㈵㔳敥㘲㌷昴搶㥢ㅤ挳〵㔱㘱搹㘳搹扢㘰搹扢ㄱ㙡㜱㌷㜸㐶㔲㘵敡昲慥摡㝥㌳摣㙥㌷㥤ㄴ㉢㍣挷扣㉤㐲ㄵ改㠳㈸戵晦昴㔳挹㈸っ㡡挰〸扣㍤㡦㤳〳㑤㐷敦㈳愰攳㐲挷㝦攲㌶㈱㌴ㄲ㡦摡㌳㡣㠷愰㑤㈳㐴㘵㈶㔲捦敢晤㡢扥搷㥦〴㐷攵㈶㐱〴捣㘶㘳戵㔷㘰㈵㐹㄰㝡㑢㝣㐵㠰㤲㕥昳散挶㡡敤㘰㝢㥥攸摤攱愵攰㕡㘶ㅡ㍦㐳挴㕢挵㈱ち㠷戳敢捤㠶昴㔳㘴㙣攲挲㌰㐹慣慣㐷㍥挴㠶㥦㠸㘹摡㘴㙡摣扢㔶晢扡㑥昷挰挳昰㠵攴敡㈱晤晦晥㐸㜹㠱㔶㑦愷搵づ昵㈱ㄴ㡤㠷㐱挴㉣〸攷㌳㈲戰〶㤶戱づ愲摤〳㌲敡㥢㠳攰ㄳ㄰㤵搷㍦㐹㜵〳㐶㔸㥣〲㠴㔴㜸㕡㔳ㄳ㤹ㅣ挲挱㝡〴㠱㔳晤㙢㌵㝤ㄳ㔱㉥ㅢ改㈸扤ㄲ㙦搳ㅤ昱㜸ㄲ慥搶㐷敦㄰づ扤ㄶ捡摡㥢㔲〱㘴㐱㥢敢ㄷ㐰㑥㜰戱㐰㝦㙤攸㍡㘸ㄴ㐲愴搳挶㈵㠸挶搲㠲〸㜱捣晣ㅦ〱摢搸〰ㄱ挴㐰〴〱㐳㕢㤶㈰昰攱戶ㄵ搳㌷㐱㡥㥡㈶〵愱㤲㍡㘸㙤愱㈰㤸㍦㤹㠲〶㈱㜹ㄹ攵㌷づ㐹㘲㉢ㄵ㤲㔷㝡〵㔶〴〱搶㤸㘹晣〴搸挶㑦㔲㠰攰㙢㡣挰㘳ㄴ昸㈹ち㄰㡦搱搷晡㠷㐱〶㌶ㅣ扡㔰ㅡ㘳挳㡦㐰ㄴ㌶㈴收敡敢㈶㍥敥〵㔹つ㐵攳愳㈰㠲搹㕢㡤搹敥ㄵ㜸㘷愶㜱〹㡥㐶搶愱㔵慦㠲搶攵晡摦っ昷㕡挸戹㉣㌲搲愲ㄲ搷㑣㕡昱㄰晦㥥㡦㉢晡攴攸搹㜸搰㤷挷摦挹㔳㈳昷づ慡ㅢ㕢㤸㕥戴摦〴っ扣㘹㝦捥㘰晦㄰挲㍥㝣㜴〷攴搴㝡搳昱扤挰㜳挳搹㑤挰㠹㔹摥攳戸戱㤸戹愸㝤〶ㅡ挷扥㤳ㄳ㑢㜶㜸㈳㝣㥤攷㥡昴戵㡥㜷愳愳㐶愳〵扣捥㔲昶㥡㤸攰㙢㠸挵搵昳㕥㔸㌱挳㔴挴捥㠶〴㤹㑥㘴戸㤶㔹搷昱挲搸扤搵愵敡㐶慤㘲㘵摤㔲㕤ㄶ换攵愲㔳愸㔷戲戶㔵㉡攰户㈰㘵搱戴戲戲愲㕦ㅤ㠸㥡㑥愹㙣㍢㤵㝡㈳㥢捦ㄶ㜰㜹㠷慥㤶㔳㌲㑤换㈹㘷㡢㔶挳搱户〷愲㙥愹㔲慦㘷戳㠵慣摤戰ち〵㔹戱㉤摣挷㍡㜵㔷㥡㘶摥捣㔵ㅣ扤㌹㈴㡡戳㠸㥢挳晤㘶愵㕣㌰㑢づ㐸㍥㔷㌴㜳㜹㡣㈴㙦攷摣っ㜳㡦㥡挴攳㈸ㄸ搷㐸㕡㈴㙤㤰っ㤳㡦㙡㈴摡㌰㍣㤲ㅤ㤲㈷㐰㌲㑣㑡慡㤱愲㔱愷㠱づ㡤㡢晡愸㔹㠳㑡㐴㕤㌸愲㈱㘴㜲㘲㐲摣㍢㜲㌹㜴㈸摢っ㑥搷扡捥㘴愳㍤〷搷ㅥ慤搳挱挸㘱㘷㉥〰攳〶挹㉥㐸㍡挳㝣㐳㥥扥〷㜲扣扡㔴㍢昸つ㐱晦ㄸ搸㔳㘰慢㠴㡡㡦ㄳ㠱晥㜱㜰㡥㠱㌳〴慥㌲㑣㔸㑡昳捦愰愰㉥挶搵ㄵ戹㔰昹㠶慣㈷㐱㌸ㄸち〹收ㅢ慥㐱昱ㄴ㈶挲挸㐷㌹㘶㌸愴㠸㕣昱戳攰㌰㝡て㐶摦ㄵ㌴㉡昳㍦㡤〲愲㡦ㄹ㠶㜵晤ㄳ㈰㔱昴攵㘴愳㔰挸搹愵㜲扤攴攰㔷搶㉤戳㤸㜷散㘲〹㤱㤳戵摤扡晥捣㐰戴㘸㌹ㄵ搷㌱愵戴㡢昵㐲〵㤱㔹慦ㄴㅤ户㥥㉦㔶敡〵㘹㔶㉣晤搹㠱㘸㐵收㕤㈸㉣攵㜲㠸愶慣㕤㉥扢㌹㍢㔷挲敤戹㕢㜷挰㜳昵㑦づ㐴㥤㝡戶㕥㉥攵愵攵㤸㙥挱戴㈴㠲摢戲捤㤲㙤攵ぢ㠵戲㤳慤㘷㤸ㄱ搵㈴㝥づ〵攳攷㐹㥥㈳昹〵㤰っ㔳愲㙡晣㐵戲㝥㠹攴㤷㐹㝥〵㈴挳㔴愹ㅡ㤵扣敡愹㜴戰愷㘰㍡㘴〴㡡ㄶ捣挶攸㔰扥昸㌵㜰㡣㕦〷㐹㘷㤸ㄱㄵ㡦㕥㌶攸㔳㠳㙥捣㝣ㄴ㐴昱㍦㑤搶〹㤲攳㈰ㄹㅢ㐴扤敤㜹ㄴ愶ㄳㅡ㔷晣〳㈳㘱㍡ㅥ㘷捦㡤㕥晦㥥挳㜵敥ㅥ昱㑥〲〸㈳摡㤷㤳昱て摥㥥㉥㉥〴ㅤ慡昸愷搵㌱捦ㅦ㐲捦挱愵㐱㡤㜷攳捦㜸㠱慡戹慥捤㜱㐳扣搵㔷㉦慡戸愳扤ㅡ㘰㤱攰换改㤶户㌸昸昴㜶扣扦㜸收晡户㤲昷敥㜳ㄶ敢〱㑥㜴愱散㜷扢攸て晡攱㤶て〹ㅡつ㜳扣挳扣㘳扦㌶㠴㙢敥摣攷慥㜶〲摣户换㐶㕦㘳㠰つ㍥ㄹ㑦㠸戱㐷㡤摥㐷㌶〲ㄹ㙡挳㡤晢㙡㈳㠵ㄹ摣㌹〶搵㉤㌵㐳㜵㈸搲搰㉥っㄷ㔴晦ㅣ挹搹搳慢愷㜳㐵敤㈳㜰挴㤱摦㜱搰散㝣㈳㌹㘹攳昳㉣㌱ㅤ搳昶挲攰㍥愱㝦㠱㐴扤愴㈴ㅥ挳㑢昸㈲戰㈰晤㕢愰㠲㜹㍢㤲摥㐶㐹晦㙤ㄲ㈵㙤㠹换㍤㘹挶㕤摡昸ㅤ㔰挱慣ㅤ㐹㜳户搰㕦㈲㔱搲㘵戱搱㤳收㑡㐸ㅢ㕦〲ㄵ摣〰昸㍡戲〴㌷〲㔶ㄴ㙡攷㠶挰ち㠷㉤戸㌱昴㐷㌵挳慣㑡ㄳ㌱㄰㠶㥥搷ㄷ㝡㤵〷愳摦㔴敦㌷昳攰っ㔳戰敡昱搳攲㥥㑦㉤㙡慦㍤昹㔴㘲戶晢敤改攷ㄷ扥昶挵㈷㝣晦愵摦㕦昸昴㝤摦昸㥦敦晦敦㑢ぢ晦㜴敥㥦捦晦改㈳㑦㉦〸收搷㘳昸ㅢ扤㕦㕡挷㠸挶摥㉦慤昵ㅡ㐶敦摡㌲㑦㐲㡢㕡攲㉦愳㌰㥤㄰㑦攳㐷攲㑦㝣〸㍤戸戶敥㐶挵昸㐳㜲㤸㘸㈲搳㝤〲㈵晤换㈴㘷㑦㥦㠷敦挵ち〴晢搶㐸ㅢ㝦㑣㘹收愶㐸晡ㄹち㝥㘵㈰㙤㠹愵㥥㜴攴㤶慦㔲晡戹㠱昴戳ㄴ晣摡㐰扡㉣㝥扣㈷ㅤ戹攵敢㤴㘶戶㡢㜴㌳改敡㝦㌶㤰㉥㠹て昶愴挱㠲ㄳ扦〱㉡㤸㐷㌹㌸攵㐴收㔳㔶㤴ㄳ㤹㔷晢挳ㄶ捣慦慣攰㈷㌶挳愴愹㕣挲摡晥㜳ぢ㈷㌲挳慡ㅥ㝤㈷挶昴晣摦㝦收昸㘷ㄷ捣捣㙦扣晣昱敦扣扣昰挰扦摤晦搸昷晥攸昷ㄶ㘶㕦搴晥敢摣摦㍤戳㈰㤸㙣挷㌹搱挲㈰挶㍡戱搰㙢㌸㜴㐹挸昴晣㐶㤷㠴㐳㥦ㅣ㘷㌸㔴㤷㈰㜶搲㡤搸捣愸㠰戱捤㔶㑢㈱挰㈹ㅣ敡㝤㝣昴㕢挳搵ㄵ㡥昲昸㕥摦㠳〳戸搲攲ㄹ愹㝦㙣㌴㔴㑤愵㘳昷愲㡦㜳攴㠴扢ㅡ攰捡戱㤱挲㐷㡢㌰挴㌷晥户挳㠹ㅦ㤸㍣㐹㜷㘳敦攱㠷挲昸㔸㌸晣づ㌴㡦捤㕥搱㉤攰扥㍤晡摦昲攲扣ぢ戸扤摢㐷晤㉦昰戲晥愹慤㌱㜴戹㤵ㄴ㌹戸㌸〲㍤㑦挵㔴㈴攲㌰ㅡ㌳晥ㄲ昲晡㉢㥣〰㙥攰㔵愶〴挱ㄹ㤲㐷㈲㐵㘲摡ぢ㈸㡥㑥㡣㠷㤳ㄵ捥㝣攴㙢摣攴㈴㘷摢㝦㤲㥦㐷改㔶昹㥥敢㘶愲㕤戳昹慦㡣㔲敤㕡㑢㜶慥㠶摢㠳㝦㔹㌴愱扥敤ㄹ摦㠴㄰㕦愵搶ㄵ昳㌲戵ㅡ摦ㅡ收㌲晦㉡敥慢挳摣㉦昵戹㝦㍤捣㘵㌶㘲㔴敢㝦〳㌲摥㔴昷㡦㌵搵摦㐲摥愰愹挶㥡㐹㌰㤱搱㔴晤㐷㌰㔷愹㐱㝤ㅢ㠵挱〴扥摡攷㝥㘷㤸晢昵㍥昷ㅦ㠶戹捣㌱㑡挳㜷㠷戸ㅡ㕤㜶攴㜸攲㈶㜲ㄲ㉢慦昷㉦扡㜸㔵㌶搷攲扦攷ㅡ㜷昳㜲昰㘲昲ㅦ搱㜵㠶挶愷㡥㔴㠲㌵ㅡ㝤扦㐶㘳敦搷㘸攴㐱㑤搰㔸ㅣ愸昱ㅡ挸っ㉤㌰㘸㥢攱捣昷㙢㥣昱㝥㡤㌳ㅤ搴〴㠷挰㥡昱㍤㤰晥㈳㕥㐳改㄰㌷搳ㄷ㤹晣㍦慤㙣戱〴","㜸〱敤㕣ぢ㜴㕣㔵戹㥥㍤挹㌹㤹㍤㐹㥡改搳〲〵〲㙤㠱搲㤲㤵愴㑤摡捡慤捤慢㘹〳㑤㔳㥡ㄶ扣㉡攴㑥㘶捥㌴搳捥㈳捣㑣摡挴㡢戴㔸慡㤶㡢ㄷ㉣て㈹て昱㠱㕥〱〵㕦㔵㕣㤷㘵戱㤶㠷ㄴ㐴慢攲㐵㤴挷ㄵ㐴㜹㘸㔱戹ㄶ戹㤰晢㝤晢㥣㌳㜳㘶收㑣搲搶扡散㕤换〳昳㘷㍦晥㝦㍦晥晤昸扦晤㥦㝤敡ㄱㅥ㡦㘷ㄴて晦昲㈹㘷㘰㐶敦㐸㍡㘳挴敢摡㤳戱㤸ㄱ捡㐴㤳㠹㜴㕤㙢㉡ㄵㅣ㔹ㄹ㑤㘷捡挰愰昷㐵㤱㥦搶晡搲搱てㅡ扥扥㑤㐶㉡つ㈶捤攳昱昹愴㤷昹搶㉦㘰㐷㈴愵㘴㌹〹戸㍣㤲っ戲㠲挴〷㔲㈵㐱㝡摢摢㝡晡㌷愰扡摥㑣㌲㘵捣慢扤搰㉣㜴挹挲扡昹㜵つ昵昵捤㜵昵昳㙡摢㠷㘲㤹愱㤴戱㈴㘱っ㘵㔲挱搸扣摡搵㐳晤戱㘸攸㝣㘳㘴㙤㜲愳㤱㔸㘲昴搷捦敦て㉥㔸搴戰愰愹㈹戲㜸昱愲㉡㍦ち敥㙥㙦㕢㥤㌲㈲改㘳㔴㘴㈵㡢散㘹㙦慢㕢㘵㘴㡥㔱㤱㔵㈸㜲㔵㝢㕢㐷㌲ㅥ㡣㈶㡥㑤㤹ㅡㄵ摥搴㘱㠴愲ㅣㄹ挳㐸㐵ㄳ敢敢搰攸㍣㈵㈳戶戰慥㌵㥤ㅥ㡡て㜲㤰摢㡤㔸㙣㡤ㄱ攱㠸挸㜸㐷㍡戳㍡㤸㡡愷慢攲㔴㥥㤱㌲ㄲ㈱㈳㍤㈱扥㙣㌸㘴挴㉣挶戴㉦㝥㘱㌰戵㉡ㄸ㌷捡ㄹ愸㠹㥢攳搷ㄵ㌶ㄲ㤹㘸㘶愴㍡扥㉥㙤慣〹㈶搶ㅢ㘴搱攲换㠷愲㘱㔱㕥㡥晦㍤㘵㘷扡戵㑣㡤ㄲ摡ㄳ㙦ㅦ〸愶㌲㉡挶昱㙢㜰攳㜵㑣ㄵ搵㡢扣㜶㜱㍡搵ㄶ㐸㜱挴㝡愳昱昳㡤㔴挲㠸戱ㄲ㡥攳摣〲㈶愵㈰㜳ㄸ戲㥡戲扢挳㐱ㄲ㤵搶捡㘰㕦㔸㡢㕥㑤搲㍥㤴捥㈴攳㜲〲挲戲㠶〹〱㤰戲捥愶挵㜲㈲㤳㈶㠱㠸昲搷戰捡㥣攲慣摦摢ㄷ昴昶昵㝢晢㐲摥扥戰户捦昰昶㐵扣㝤敢扤㝤〳摥扥愸户㙦㠳户㙦㈳㜸散挷㔷㔱攱戵㥥攷敡㝦昵昸㝦㝤昶挰㡡晢昶晣昰换㈳攷摤㤷ㄶ㕣㔸㙡㠵戱㌹㜲㉡挹㌴㄰晤㕤㈰晥昶㘴㍣㙥愴㐲搱㘰㑣㑥㘷捥〹㈰㐲晣ㅡ捤㘱㤳㕥㥥㜴摥ㅢ换晥戸攱晣ㅤ攵戵愹㌳㈷㍥㝣㐰攳晡㥣敦愶㤷㐲㤵㜷㘲㤹㠶㠲改㡣㌵ㅢ戸㥡㡦敤㘴ㄹ㝦慥㜴愶㐲㝦晢戹㠲㑡㡥挹㕣㤱㈷㔱晢㌳㐰昴㤳㐱慡㔷㈶㠳㘱慣捡摡㜳㙡搷慣㕢㈴㑦㘱收愹㈰㐲㍣㘷つ捤摥敤ぢ慥㍤摦㜸扢昳㈳㌷挴昶㍤昸扢㐷㈷ち敥㥡㙡晢㍤つ㠱愹敢ㄲ搱㐸㌲ㄵ㥦搷ㅤ㑤㉣愹慦㙢㥡搷ㅤㅣ㕥搲㉣㑦㘷㌹㌳㐱昴㔹攴敥㙣㙡㤴戳㤹㜴〶㠸㄰㑦㔹㐵㝦敢敢㙢ㄶ捥㥣㝣㜲晢捥慢㝥㜳晦摢昷捣搹㈱㌸㝡慡攸戳㄰㈸㔱昴ㅣ㤶㜳㌶㠸㍥㤷摣ㅤ捤つ㜲ㅥ㤳捥〱ㄱ攲㠰㔵戴㍣昳搵搰挰昶捦戴㝦㜳昵㔳て扤㜵摡攵㉦〸敥㈷戹挹㔹㑦㠹〶㄰扤㤱改㥤捤昵㜲㍥㤳ㄶ㠰〸戱摦㉡㘴愴昹扥扢㐶㥥〸戴摤㝥攷愲晤㑦捥昸挳昴慡㘶㘴㕦㘰㉤扥㡥㔴㜰㌳ㄴ㤷摢㈸ㅢ敢敡昹摦昸昶〱收㈱搲ㄴ㔹ㄸ㘹㘸〸㌷搵〷攷〷㌵㉥搹挳摤㡢戸愸慢㈲ㄷ㐵ㄳ攱攴㘶戵㌹捤㘸ぢ愶㡤摣晣㥢㙢攵戵㈵㠷ㄲ攱昴㐹敥㤹扤㤹㘰挶㌸戱㌰㉦㔷㐸㤱㔸㉦戶㙥㈳慤敡㍢愵㔰散挲㘰㙣挸㘸ㅤ㡥㥡搹㈷ㄷ㘴㘳攳㑥昶㤷捥敤㑣ㄹ㤷㘶㜳㡢㕡搴ち戳扦㐹㤵㕤搴㑢㌳换㙣㔷㙤晢㐰㌲㙤㈴㔴昳收挶㔷㐷㐳ㅢ㡤㔴慦㐱搰㘰㠴㔵㔷愷㌲换戲ㅥ㜳㝢ㄲ攸㈸散㐱昸㜴㘷㙡㘴搹㜰挶㐸㠴㡤㌰摡㍢㘸愴㌲㈳㙢㠳晤㌱㘳㕡ㅥ㡢㔹㈷㌲㑥挸㑢敥㑣㠶㠶搲敤挹㐴㈶㤵㡣攵攷戴㠶㌷〵㘱戱挲摤挹戰〱㠳㔳捥挷㈳㍣㘵㘵㐲㜸捥㜶摢摤㔸㙥扡㑥つ㠴㘳㠸㘹㝦愶攷㑦扢扡㌵攸ㅤ㝡ㄱ㌳㌸㈷扤戳挶㈹㑣㤵换㘲收㤴㘶㜴昴㠹〸㡢摣㘷㤵收㔶㙤捣㡥摣摦㤶搹敢㥤㙣昵㝥搹㈶㔸昵ㄵ挱㐴㌸㘶愴挶挴㠷㠲㉤㤲ぢ㐱戴㐷戰㥡㑢㙡㡦㌶㑢っ㡢ㄱ㙤㜳㌴㥣ㄹ搰〷㡣攸晡㠱っ搲㠰㈱㝤㍥慡戶攸㤱㡢㤱㈴摦㑤㜲㉥㠸摦敦搱晦㠹㑣扡㕦㉥㌱攳ㅡ慤敦㤱攳〵愲㔴愹昰〹㤰㘴㕡㡢挳戲愵换捡摣㝡戹㈲㤸ㅥ挸㜰㝡㡥㤹㐹㘴㈰摦㐳戲ㄴ㐴㈳〸ㄸㄷ㡥戰攵攵㐴㕤搵昱づ㈳ㄲ〴搰㔵慢㕢〴戵戸〹㥦㍡㡣㜴㐸ㄲ㘷㜵㘱慤っ敢〸㘱昱㔷挵㌹晢㡤攱㑣㐷㌰ㄳ慣㠸〳戱㘱㤴㈴㤸收㉡㈹㌳㐴挹㙡㤵㘶㑢晢慤ㄸ㑡〸愸愰愳㤴㑡㤵㘰㤶㠴㠵㠳昵攲㈹戳攸搸㥤㐰摢㘹㈷昵挲㠹㥥㡦扣〰〸挳换㡤挴摡㤱㐱㈳㑤㜶㥦㍥愶㉡ぢ㤷ㄷぢ敢〹昵慦换㐴㘳改㍡戴㜴㜹㉡㌹㌴㜸㉣换㘱㔹戲〵挴㝥戴㍤㤸挵㠷摦㈷㥥㥦㉡㌶㜱㙣晡晡㍣㍥㤶挶ㄴ扤つ㐴㈱㐲捥㔸ㄴ㌸㡡㍦敡㤱ㅤ昸攳㤷捣㤷敥㜹ㅡ昱攳㤱㈰㔵㈲戸慡㌸戴戴㌶㘵㈸散敤㔳ㄱ㘸扣㍡㝥㔱㌲戵戱㍦㤹摣挸㌹㌵㐱挵搲〳㠶㤱㈱㥥慤戴昰扢挲改㐲㤴㤵攵愱㔵〷昰㈵ㄲ搶㔷㠰㔴户挶㘲戵㜶㠹㘹扤ぢ㐹㘵㐰搶晡㜹〸捣㕤搹摥摥搷㙤㠴愳㐳昱敥㈴㑥㜴戵昵ぢ捦愹㙦㍡愷戱扥愱戱㜶㔰㥤摡㠲㍣㜳搴つ挷搲㜱戱ㅢち㈱ㄸ晤㔶晣㈹㘳摡ㅢ㑦慤昸昸捥换搷扥搸昶挶㈵攲ㅢ㔶㐶ㄱ攲㈵挶㔵㜸扢ㅢ〱昱㌵戰㜱戳㐱㌸晦㤱㍤㠸换搵㈴ㄷ㠰㘰换㔰㑡挶㡥搱㙢㐶〵㜱㌲搷㥥㕣㑢戲づ㐴㄰㈵㉢攰㝥㈱〲昶㈳敥㐴昹㝢昰㔳挳昹㕥㈴㍢㠱㜵搱挸扤㡦っ㤲㙣挵愳慡昲〴㘱㌸㐷㔶㔲㤳㤲扡㤳搴㥢戸ㅤ㜵戸敡攲㔳㔶㐶ㄱ㘲㈷慥ㅣ〳挴攴㠱攴㈹攰捤〳㌱㔵㤱捥㘸㉣㘳愴㤴㥤慡㠹攰㡦㜹㘴㔴昱㙡摡收㔴㌰㘴ㅥ挶愶㐴摡㘱㥥㜱㐴捤㡣攴〰㑢ㄱ㍣㌰慤攷㍦㐰搰㜱〷㠲ㄴ〴捡〳㐲㘳㠰っ㑣㥡〲ㄸ㌴㌶戳㘳ㄲ搱晥扢㙥㔷㙡㑡搵愱攴晣㐹㐶晥挲晤㔵ㅤ挴戳晣捥㐹㐸敥晡搲攰㠸㤳扤㜸㤲㔲愸㈴㄰昹〷㡣㜳㜳昳㤹㌰㉥〴挵挹㌰㠹㐱ㄲ㈱㔹て㈲㙥挲㘶攴扥攳㐶挹戳㠱㘴㈳㐸㙥挷昵㈳㈸㘶㈰㐹敤戶㜱㌲㈴㐰慡㤲㈰摤㉢㡣ㄸ愰晦㌱㜲搱㘹㍣㑢㡦㡤㔵㌰㑤戸昷㑥㡢昷㡥㈴㐲〳愹㘴〲㝥㑣㐲愸搶㄰扣㕣㘹ㄱ搴攳㉢㤳敤㐳ㄹ㍤扥㈲㡡㍦㔵昱㌵挶愰ㄱ捣戴攳㘴〷㝣戶ㄲ㑥て㠵扥扡挲挳㝦㑦㜴收㈱㠴挶愱㌹〷搰㐴攱㈲㌵㜱㤲愵摤扡㡥㈴っ慦愱㍣戹搴扡慥〳㘹ㅦ㠷昰换㈳〷搱扡摢㕦扦敢摣搹户摤㍢㙡晤摤㠲〹愷ㅥ晤㔲㘴ㄶ㌸㑦㡡捣㙦ㅡ㍣㝥㐹捥㘲昳慢昲〴㕤㉤㔹昳慢て㈳㔶㠶㐹㘱㥡攰㡦愰㈲㔷ㄳ扣摤捡㈸昲捣搰敢愲攰挸㘵〸㠸㙤㘰㜳㕦ㅣ㤷㈳㕢㙥㈱搹ち㤲㕢ㅣ昲挳㘶㔴搰㜳愳ㄶ挸㌶〴攴㤵㈰㠲敥ㅢ〵㐷戶㈳㘰㍦攲㠳愸㘳て㝥ち㡥㝣ㄴ挹捡搵㔳愴㠸ㅤ挸昱㑢收ㄷ㉢㐲攵〹㍡㠶戲㡡㜰攰㤰㐱ㄴ敥慡㠴愴㥤㔱攸㐳㥡㠳㤲㤴ㄲ㜶㈲㈰攲㘰㜳㔷挲昵㙣捤つ㈴㌷㠲㌸㤴㜰㤳ㄹㄵ㘷攳慦㔲挲㉥㌲摤っ㈲攸㘸㔲㑡戸〵〱晢ㄱ㘱搴戱〷㍦愵㠴摢㤰慣㥣㔲㐵㑡戸ㅤ㌹㝥挹晣㘲㈵愸㍣㐱ㄷ㤶㥢ㄲ摥㠷挲㕤㤵昰捦㔶㐶㤱户㡢晥㉤愵㠴㉦㈲㈰㉥〲㥢扢ㄲ敥㘲㙢敥㈶昹ㄲ㠸㐳〹昷㤸㔱搱㠰扦㑡〹昷㤲改㉢㈰㠲㡥㌲愵㠴慦㈲㘰㍦㘲ㄵ敡搸㠳㥦㔲挲搷㤱慣㥣㙡㐵㑡搸㡤ㅣ扦㘴㝥戱ㄲ㔴㥥㔸㠰㍣㌷㈵㜴愰㜰㔷㈵戴㕢ㄹ㠵摥㍡㡤愷晦㈳昰戲昰㤴㈴㈳ㄷ㐶㡤捤㍣ㄶ㑥㠸攰扤㠱改㔲攷㈹愵㍡搲㤱㕣㤵捣㜴㐴搳㠳戱攰挸攴㠸ㄵ戸㘸挰㐸挰挳㤴㠲愳愹㈰㉤㌹㌸㘸㠴㘵愴㌷㌹㤴ちㄹ㕤ㅤ挷㠳〷ち晤挳昰㈹攷㤳㔷攰㌹㍡愷ち㡡㄰㤸㈹㌴愴ㅡ㕤㈱㠵㘷㘳〷㘸捡攱昳〰ㄸ㙢㜲ㅡ㕤ㅢ捤挴㡣捡㠸捡㔷㘱㕦〴㕡㠴摢㉥㕣ㄱ㔹㍢㠰昳㘲㐷㜵㘴㜹㉡ㅡ㡥㐵ㄳ〶〷〳㤸㥦㉦㘳㔶ㅡ敢攱愲㕢㥤㑣㐷㜹㘸慢㡥慣㑤〵ㄳ改㐱㝡ㅢ㐲㈳㤳昲㘲捡㌰㙡㤱戶㘸㈲㡤㙡搴㡢ㄱ㠶㙢㈲扤〳挹捤㜸愱㌸ㄴ㑦㉣てづ愶㡦㡢㔱攱㡡㌱ㅦ㌵㌴挲㉢扣㕥攱昳晡㡥㜶㝣昴敦愰戴挹㘶愷㙢㌱㑦㌳愹㘸晦㄰ㄵ愶㉡㘹〴㉤㈷㔱㘳攸搱攸挸ㅡ〳昷ㄲ晤㕡㡥㔳㍡〵搹搶扣搷㉢慥晥愹散㕢㕡㈲㕥戹㠷㌲て㠰㜴㉤㕦搷㤵㜳㤷晦㌵㙦㔴㌵㝡摥ち㔱㐶攱挴换㍡㈷愷㠲㜹㠲㌹㠳㤸挶〹㠵㠵㠹㠹挰㔸攱慣昴㐷ㄴて㈷攸㠴㕣戰ㄳ晥慤慡挸捡㘰扦ㄱ㠳㕢㉥ㅥ捣㑣㌰㈳㍣〲挴㠳戱戴㤵挷㤷㕣㐱捥㌸捥搶摥㔰㌰㘶昸㈲慤㐳㤹㈴㕥㡥挸〸㠸㥡㤶㔶㔲㜰ㄸ㐹挱㘱㤵㔴ㄵ㔹㐳㜷扤ち戳慣攴晡㘰㉡㥡ㄹ㠸㐷㐳㍥㐶攸㔲㍦㉥愶㉡搶扥㐲㝢㔰㈸ㅦ㝢㉢㈹㐴戹㈶摥挳㘸搷攱昴㐶搵㍤〰㘶㑣㘸慦搰昱㥦㌸㑡㙦㉥昶ㅤ㘵㌳攴㕥㤴愶㜹㐱戰㠷㠱攲㌹愸捣づ〳㕢㤰愲昶㈶㐱㘷㉣戳攵昷㐰挸捤㕦㌹晤愱㘳扡晡昸ち捡捦㤷㘲㥤㜰㌸㈴㔳ㄵ搶〵〰ㅦ㠶㤶㍢㑤㉡㐰攷㙢㍢晣昹㜸㑦戰㈹ㅡ㌶㔲㍥㈶昴〲戹㤷搳㙤慢㥢㘳㐸摤㜸㌴慤搲攷㔶㔷㤷㕤搶㉣换㥤攵扣攱搰㔵㔴晥慢ㄷ㉣㕡捡㡥昸晤捡㐲敤㐳㔰㍥〸㈲㤶㠲戰㍦〵って㤱攱㘱㄰慤〵愴㜰㙣昲晤愰昰㤶㑡㌰㤵搳挴㤵搳㐳敢㠳㌷㔳戹㜶㌵搵㤱㑡㠷㑢㔶㌷扤戱㍥晢㥤扣摥㡢㔹㙥㠴晤收㑥挳㜳ぢ㠷挳敢挵㡢㜵㥦㕥攸〹㉡慡ㄶ㠵挵㝢つ攵慢ㄵ㙥㑡捡敥㈱散戴晥〸㐸㈵㔷ㄲ㉡敦攳㉢敤㐲㘰攱昷换㐷挱攳㤱晢㐱㐴〷㠸慤ㄹ㑥㔸㑢㜵㡦㤱攱㜱㌲㜴㠳㄰ㅥ愸㈹㘴ㅡ㌳搱㠳㈸つ㥡㐷晦〱挸攱㙥愰㘲㌵㤸戹㠹捡㈷㐰挴〵㈰摣㥣戲㤳昵㐷〸㡦㍦㔹㝢㈹㠱㥦㍣〰㘲㑦㔶㐱㘷愰摤つ〴敤㙥晣ㄸ㐱昹ㄳ㄰戱づ挴㠵攱愷㘴㜸㤲っ昴ㅤ戶攰愷晦っ㘴㤲慤㐰挷扢㜸ㄷ㍤㍥〵㔶㡦晣㌹㠸㜸ㅦ㠸㕤扥㐳㡦㑦㤳攱ㄷ㈰ㅡ㑦收㘳散挳㌸换㌸晣㌷〴愴㝡〴㉦㡣㌳搸㈲搹㤶捥㘸〶攳㔹ㄵ〱㐱㔰㌹㕡㑥㔴㕢愷㐳㘸㙥ㄶ㤱㥤㕡㥣㤵〷搱㑥㈹捥㜷㘲戶㔹㉥搹㈶㥡㜳㠰戸昱㤸ㄴ慡㜳㘹攳昱〴昳㠴㜹㈲户㤰㥥㤸㕤摡㑤攵搰㍢㉤昵㕦〱ち昵㕦㐲ㅥ㘷㐴昹っ晥㘲敥㝢㠴戹愸戴㌰愲㘳㑦㄰㠷捦㡥㑢摤㑦㤴㘸愶㔵㕢㑥攱慥㐴ㅡㅢ慤摦㡡挱㡣㑥戰㠲㍤㐳㤹扣㥣攰昰㘴㉢〷慦〴㝡ㄲ挰㍥愱㘰㉡㝣㥣㔸㑥昴捤挴㜷捡〸ㅥ㉤昶㐶㈹㜸ㅣ昶捥戴㜶ㅡㅤ㘳㐷攲敥攴㤹慥㥡慡捥㝡㐱㝤㡣㜵ㅢ挱㠴ㅡ㠱摥㑣戸挳搸愴づ㐱慢㜱㙤㠷㜷愹㘲挶㘴㈵㤰㡤㉡ぢ㈱㈳慤晤㘹〰敡っ攱㤲ㄵ㔲㑢㕣㐶搶ㄸ㌱扣㕤搹㘴〰摤㔸愱搵愱っ㥣晢搹〲昸㙥晥昸ㄹㅤ㘸愴摣ㅡ㈱愱挶㐸ㅦ㘳攲收㜷㠲慢攷㈸㐷ㄴ扢㝥㐴㍤扦㕢㉡㙥摥挵攷捥愵ㅥ㍢㘰㉤㈲㍡㍣挷挰攸搸㘵㥤扥㘹慥愲挹昶㉢ㄳ㜳㙦㔳摢㔶㤵㥤㐶㈰㕦捤〳㔷㉡㠳ぢ㉣扣㌸㔵挳㘵ㄳ〳搴挹㐴〱㕡㘳㈳ㄳ㈲㕤㠹㔰㙣㈸㙣㈸挴㙢敦搶ち昸ㅥㄷ攳愵敥㠷㥡㘳㌵㠶㕥㉣愵㜴攱㤲愸㝤愱攱攸㑦扤昲㔹愸㔵挱づ㤴愱㄰愶戶ㅥ㈹㐷昵ㄲ㘰㔲敥ㄵ㤶扡㤹㠸㉤慤㈸㠹㝢ㄹ㕤扣搹昷〸㙡戵㌹搸㔶㈶㔷㈶㜹㘲㜶㈴慤㠸㥡㐹挷挵ㄸ㐱㌹收㠶愷敢挰晣㐷戹㍡㔸〸㜶㍢昵〷攰摥晡ぢ攰慢㐶㐰㐴㤱愰㈰ㅢㄶ㈰ㄶㄲ㡦戵摥摣搹㔶㙣㐰㕣㐱戳攷ㄱ㄰ㅢ㐱㙣㘸㐶㜳㈵㝦〵㌲㍥㌴㡢㠳换挶㐰〸摡㈰散〵〴攵㡢㈰㠲攷㙡ㄷ㠶㕦㤳攱㈵㄰㙤㄰愴㜰㉢㈹改ㄲ㉦愳㐴㥣㘸摡ㄷ攷愹〲ぢ㔱挷昵ち戸晣㉢㠰㥥㉡㝤㐹ㄶ晢ㅢ㤰挷ㅦ㝢㡣㐷ㅣ㡦㐸㠳搸昵㍢㐰摡㙦㤱㉣㕦㈶挳㘵㈰〴扢㘵㌴捣〰捡慦㈰っ敦㡤戸ㅣ㝦㑤挰晢㉡㐲㍡㙥㔱㘱㐷㐰挸㔴愴挳㐹㈰愸㜸愵挸搷㄰㄰㕢㐱㙣㐵ㄲ㍦捡摦㠳㡣慦挸て㠳㑢㘱摣㠳㔶㠰ㄱ戱つ挴㙥㍤㠲戶㝡㕦㐷㔰晥〱㐴㕣〹攲挲昰㐷㌲晣〹㐴摢づ昲昷㌸攵㜸㡦昰㤴挳㝤㔹㝦〳挴㜱㤰㘹㜴㍢挸晣ㄹ㍣ㅥ扦搸〱㙡㜷摣㌱慥㠷㤰㉣摦〴ㄱ㍢㐱搴㈱挶ㅣ㔷㉣〹㡦戸ㅥ㘹收㤸晥〵愱㈹搶敤捣㜱摤㐰攲〶㜰慢ㄱ㝥ぢ〱㐱㡦㜸摥〸扦㡤㠴昱㐷㤸㥥㜳㌵挲敦㔸〱㌵挲扢㄰戱晢㠱愰㍤挲㕣搴㤲散攲㘶㜷〶㥥㈶愵ㄷ㐴扢〵っ晦㙦㐶戸っ㉤捥㡥㌰㙦愷扡ㅣ戱㌴昰㘰㠴㙦㜷㜴摣㌱挲㍡㍢㕥〱㈲攸扤㜷慥㕣ㅦㄲ㌹捡㜷㈱摤ㅣ㘵㠹㤴戱㔶敥摤攰㔴攳敡㘷㜹㜴昲攷㡤㙢ㄵ㔲挷ㅦ搷㝢㈰〶㐶㡦慣〶捤㥥㑥敦㐵㡡㍤慥捣戵づ搹ㄳ㄰㤶㌵㈰攲㉢敥っ〱㌲㑣㈴〳㕦㈰戴攰愷㑦㐲㉣慢㌳㕥挶㜵搱搹ㄴ昰攰㔶㌹攵㜶㈳㘴搷散搰摢㌴攴挹㜷㤱㘱てㄸㄴ晢㜴挶㄰㔱扢敡㕥〴ち愷㔱㤱慢㑡㤵ㄷ愱搳慡㌷㌳ㄲ㠳愳㤰㐱扡㐷捣㄰户㘴㥣㐴㤰〶愷㑤㌲〵㈰㔲㕥昸㑡㍦㉢摢㡣晡㉡愷ㄴ摣摢㔴㘲捣㜹〰㍦敤愵㜷㡡敦㈶㘶攵搹昰摣㈵㉥捡昰搱㑦㐴晡㤴敥㘸㈸㤵㑣㈷㈳㤹摡㕥昸挰㙢㜹てㄶ㈸戱扥㔵㝢ㄱ㈵扡搶挹㡥㤵㈷搰ㄱ㙤ㄳ敦㠵昹㌷㈶㤲㥢ㄳ慡㌵㕡㥡搷㠱㔹㥢慣愸㘰㌵戰愶收㌳ㄳ捡ぢ㝣て㘱ち换ㄹ㘰㤱㈷㠳㔴㝢〳晢㤰㐰〹晤ㄴ搰搹敤㙤敤㙢晡ㅡ㜱慤戹挱㘸っ搵㌷㠶晡昱攵换晣㐵攱晡㠵㡢ㄶ㌶㠷ㅡ㐲㡢㠳挶挲㠵㡤㠱〷㉤ㄹ㜹㉡㘴〲て搹戱㕡挶ㅥ戶㘳捣搳ㅥ㐵散㜰㍤㐸㙣㥡攸ㄷ㈱ㄱㄶ㐶㜹㐵㐵搱㜹户挸昳㤴扤昴愷敢摣㤲戵㘷愰戱挲㐳戲扢㄰㥡收ㄸ㄰ち〷昰㤳㌳㤱㉥㘷㠱昸挵㝥挴挹㈵㘷㠳㤲㐱㌱搱敦挴ㄹ愸㥦㠱搴㠹敤㙤㝤昹㥦愸攸㘷㈲戹ち挹ち攲慤挱つ㘰晤㉣愴㑣㐰㡡挳晤ㅥ愰攳㡡愵挸㌹挸㔴㕦㜸愸㙦㍤挴ㄳ㐸㐳㡡㐷捥〳㘵㠰㑣㠲㝥㈷㑥㜸昱㘳㜴㡦搳っ㘱㡦㕥㠷晣㤲㜳㐷晣〸㙣㥣㍦昹攳㝦〰㠲㙡晣敢㈱㉣ㅢ㐰㌰晥昴㐱昱〹搰て挵㈷㐰愷ㄳ㥦挰㤳收㕦㡦㜸ち〱㡥愴昸〱捡愴㤶㤵戶收戳㤴〵㈰㝥昱㜳㘶攲㈷㥢㐰㌵〴昸ぢ㍣つ愲晡㐹㙤㐹敡㐶㔲ㅤ㠱㕦搸改㡢㤹㌴つ㌱昵㡤㠹昶っ㐲㠵攳攷㜸ㄷ攰㜰㜲〰㐱㜹〲づ捦㤳㥡〹ㄳ㈳ㄷっ〵㘳昸㔲愸〷㠷愰っ㤳㡥〷昸㕣㙥ㅥ㐵挷㕤〴慡ぢ敦扦㤸搳慣㔰〷昹㜳搸敡㥢扡敤㝡㜴㘰摣慦敤挳ㄸㅥ㕥㉤ㄸ愱㠲㤵挲ㄱ㌵㡦㑤捦㈲㜴昸愷㌶㤶㌴㌹攷㈰攷慢㤰戹㌱ㅣ㘰て攳挵搳ㄲ挸㡡攷㈱捦㌲攴㝢ㄸ㐳㐰慤㡥㕦㈱愰㔶挷㜷搱愵散敡㘸㐱㝥改搵戱〷慣挵慢攳〵㤴挴㈷昰愲昹搷ㄳ㈰昰攷ㄳ㈰昸攷㔳㐳戸捥㌵愵㌳㜶㉣㥦〰㐱扥摢㕡㜹搹㑥㕦㠶㉥愹慦㝤搴㜷㍦攲ㄵ愴㔳〹㜲〵㈸〳敡愷㔰㍤㔳扢慣㔴愵㈳愲㝡愵愳㙦㍡㜵㜴㍥㔸㑡敢攸ㅢ慥㍡㈲攰㔷㍢㐸㌷㠴慢换〲〴昷㝣〲〴昸㝣〲㐴昳㝣〲㐴昴㝣〴㐱戰摡㍣扥㠶㈲戹㜹戰愵戲〷㔴慥〶昱〷㠸㠳摤扡晥愶㥤扥㤶扣㌳㈹㜵㍡㠸㜸㡢㠴戱㡢㐰ㄹ㔰㥤㈴戰㔵㥤晣愲愳㤳㤲㥤愴㌵ㄵ㕦㜰敤捦㍢挸㔴晤㜹㍦昸搰ㅦ戵户㈲㉤愰捡㘵㠰搸㤵㑦㠰昸㤵㡦㈰攴㔳晤戹挳搹㥦㡢㤱㉡㉦〱昱〷㠸晡摣晡㐳㈰愸搲晢挹㝢㌶捡㤲㜳㔸㈰戱㈰晥挷㥤㌸㉢挰㠸㔰㌰㡦愹ㄱ㉢㔵昵㤲㌰㑦昵㜲㤷戳㤷〴ㄲ慡㤷㥦㜴敤㈵挱㥥敡攵〶〴攴㐶㄰散晢㐴㜷昸摦愳挷㐰㑤扢摦戴戸扦戹㘹愱㘱㌴㌵㌷㌶㉦㘸㕡㌴㍦ㄸ㕡戴㌸ㄲ㕣ㅣ㙡㙣㕣搸摣ㅣ敡て〶ㄴㄸ㘴㥢攲㤰〹㄰晥戱〴㤹㘰㑣攱㐰㍢㑦㄰攳㈹㈵㕤㙢㈹㐹㔹㡣㑢㤱㉡㔳㈰㝥愱攰ㅦ搹搳㠸㑥㐴㠰扦〰㠱㥦㥢敡㠸〵㔵晡㘶〴搴攷㕥戲㥥晣㐴㠵慡㘷ㅦ㐴愰扡㑣㈳戰㌹户戴㥢摣㘱㠴攷挲愷㤴昷㤵搰㌲㝣昵㌳攲㐵愱㘵㜸晢㘷扥㌳㉢昷扥晢攸捡攲㕥敥㐷㔱晣㘹摢愱㠱扦愲ㅣ昴挸戱〱戳挴㔳昱㤳㤷㈱㕤㄰挲戱换㘲ㅢ敡㘰㍤㑡㐷㤷㈳㐵㈳晡㜲㜵㘹ㄵ㝥㜶改晣搲㤵摢摡搴㜸㔷ㅡ挸〵户㈷搷㈶㕢戳㥦摢㑥戴ㄱ捤㕣晢扢㤶搹戹ㄴ摢㕢㙣㡢昵愴戲㜲昸㑥〴㄰ㄵㄹ㜳昹ㄵ捣搴㕣捣昱㍡昲愴㕣㉡㕥㄰挰㜵㘹㠴敤ㄲ搳㌸㄰㤷㝢换㡡愰愰㐲〵昶㠷戵敡㔲〸晤㉣㔵㘸晥㐹㉥㙦㘲摢愲ㄹ昵ㄲ㔲㈲㕦㐸攲㕣㝤㉢㐸㘰挹慣搶攵戳ㅡㄶ㌵扣㝢㔶敢㡡㔹つ㡢ㄷ㘹㕢愰挲㐲戳攸㕥ㄵ挴ㅤ愳挲㡡㤹㈲㍦っ㉡户㠱㠸㕡㄰ㄶ挷攴ㅡ攲㑡づ㑤㠱搹㌸戸ㄴ㘹㝣㕡㙡〸㍡ㄵ挷挵攲戴㥤慤摡㜳㕢ち慦㉢〶㙣ㅣ㉡慦〴慢摣㑥昲ㄱ㤲㡦㤲㝣㡣㘴〷挹㔵㈴晦㐶㜲㌵挹挷㐹晥ㅤ㐴㄰㙢㑥㐲㕤㠵摦〷㈴搰㐸搷摢㔸㜱㉢愳昰㕢㠹〰搱愹㕡㜴搷㈳㔰㕤㈶㠸㈶搵㉣摣〸〹捥㐲㌵㐱㙦㐴慡㈰挶㔴㔹㔱㉢㑢㑤搰㥢㤰㕡㐳昴㌸戶㑥〸㉤挷搶㠹㡤㌶攵㉥戰捡㥢㐹㙥㈱戹㤵攴㌶㄰㐱㠴改搶敢㍥慢㜳㐵㕦㠸㕣㘲㘵ㄴ㝥ㄵ㈱ㄴ〶愱晥㍥㠷㈲敤㈷㐰㉣愲㜴㜱〷〲搰挵戲扣晡㠶挹㝦ㅥ㠸㜸㙦愹晡㉥戲㌲ち慦㠰〶㘸搷㔵挹㜷愹㤲〳戴攸㉡㝥户㡡ぢ㕡㘰愵摡戵㈸㈱慢昵㉦㈳戵㠶戶㤵〰扣攴㜴㌳㥢敦㙢㌱晦〶㕡㙡㘸㠸㤵㐴愹改㘷㜲㍥㘷㑤搸改㉤㠲㌶搹㑤戱㍤愵㍡扡捡捥㈸戸收ㄹ愰ㄵ㔷ㅤ晢㍡〲㔰㈱㑤戱敡搸㑡㘷挷㜶㈳戵㠶㐶昶挸㍡㐶㡢㝣㘴ㅤ愳㜱㜶敢搸㜲扢晤㠵摦ㄴ㜵㕡ㄹ㠵㔷㌷〳㌴攷慡㘳晦㠹〰挰〵つ戹㡡摦慦攲㠲搶㔸㜵戴摤搹搱敦㈰㔵搰㐶慢慣㔶㉢㑢慤㥢〷㤸㐵搳换捤㕤㐸ㅡ㙥㝤㉦〸㌷戲昳慣㡤散㝣㙥㘴㘲〹挴散摤㐷敥〳㡢㝣㤰㈲㌴搴㜶㜲つ㡤昱搸ぢ㤰㤶㝡散〵㘸ㅢ㙦昹㄰㔸攵挳㈴㡦㤰㝣㥦攴㔱㤲晤㈴㡦㤱㍣㑥昲〳㤲㈷㐸㝥㐸昲㈳㤲〳㈴㍦㈶昹〹挹㑦㐹㥥〴ㄱ㌴昶㙥㐳㜱㠶愵昱愲挵㍢摢捡㈸扡㐰㑡㜸㌰摥〵㔲挷㤷搱㌵㤸敥㕡㠴扥愲捡㠸㤹慣㉣扡㝡户愶ㅣ㉤㔵戸昰㤵挲户挹㉢㜱慤ㄱ搷扣昰て㐱㔸㡥〰㕣㜷愴㈵戲慦ㄴ㐹ㄵ愳戰ㅥ改㐹攱㡥㔱㐵愴㉢㡤户戳㘱ㅦ扥慤捣攰㌳愹挴昱㜰㐴㠵敢慢㥣挸〷愳捤敦㤹扤慥㕥㈷扡㤳ち摦㝤㌸づ攷㌹㝤搸㙦攸扣扣㈷㜶㜴〷㔴晤ㄷㄸ㉦晢摥㑥搸㜱昱戱㕣捣挴㄰扦㠸㥦摦戳搵㌳慡摡っ㍦愶㝣〶晣晡戳㈰㘵昸㕥㔰㤹㘲㄰扣㈰㔱㉦㌵㐸㍣摡㘵挸㉤散ㄸ㝤㠰㥤散㜹挱㐷挳㤵㤵散慤晤㘸㤷㐳㜴㘱〱ㄲ捣㍦㤳㥢㌷愷ㄴ㡥㤹㙢㠶慤㕢㔱㕣㈰づ愰挰搳㍤㔳㌴〲㠵搳ぢ㡡㜴㈲つ㑣慣㡤挱昵〶摢㈶扢搲ㅤ㈳㜰昷㐵㐳㔵㕤改昶愱昸㤰昹㉥ㅥ〵〹ㄳ㜷㤴ㄳ㜰㡣㠵㝢戸㠶㉢攲㝤㐱晥㤳㍢扥㜸㕦捣㐸慣捦っ㘴晦㤹ㅤ昸㔲昰摤㠶㝣ㅥ㠵㜰㜷攲㑦㈳挶㈸ㅣ散㤲㍤愶㤹戱扥ㅦ㤶昱㘵搶攵㐷㑤晤㜳〱㍥挶昹敦〶㘸昱摥㡣㌱㔸ㄹ㌷㤵挳〵〱㈱㔴㠶㔷㡡扡扥愰㐰ㄱ㈵㙢戲㜴㑢㜱攵晥愰㍡㝦㌶㝡收㠶愹搵㐳㉤㉣捥攳㌹㌴㍡敤㤲攷愷㕥昲晣攷㉤㑢㜵挸㥡㈳㠷㐶戵㔳㌰㙢㡥慡㈶攸挲㘵〸〵㈱ㄸ昵昴晤搱㘷晦晢搲㠹㤷戵戰㝡㌶㘰搲昴㉢㈶㑥扦攲㌳㐵つ㄰㈷愳〱㙣〴换ㄳ挴㙥㤴㝥㘶㜴晦㌹㉦㕤㜵㐵ぢ㘵㜳搲㥦㈸㤶㥥攱㤴㈶攸愳戴搹昹敤㉤㑡㌸㕢户㡢昴㐹㑥㘹愲㐵㑡晦㜰㜴摢ㄷ摡慦昹㔸㠱戴㑢换㑦㜴㑡ㄳ㘶㔲㝡敦攸戹愷㝥晡扡㙢戲搲㈷摥搱㡡晦㙦㉥㙥昹〹㑥㘹攲搳㕣换㙦挸㑡㥢㕡扢愲㔸㝡扡㔳㥡挰㌶搷昲㥢戲搲慦晢敦㍤攸扦搷㠶㈷戹㐱ㄷ敦㜲㑡ㄳㄱ㔳摡ㅣ戱㕢戳搲收㤴搹㕤㕣昷㌴愷昴挷㉤改㠷㐶慢挵㡥〳户㘵愵慦㥢戳㙢攷㥣㕤㝢㡢愵愷㍡愵㠹挱㔹㜷敦摥敦扦㔴㜳晦愷戲搲㘶扦扦㕡㉣㍤挵㈹㑤愴㑤ㅢ愶扦〶攲扥㌱㑥〲㝦昱挶昸㝢ちㅤ〴㈹戹㌱ち〲㜵㙥㡥昶㈳〸捦戹攵㌱㑤㄰㔹戳摤收㘳㥦㔸づ㡤攲愵㌵㥥晦㉤㙥昷〴㘷扢〹挹㜳搲㥥ㄶ戳ㄴ㙢㝣戶㌶攷挷㌱㝦㐵戵㔳㥡㔸㍥㈷㙤挳搵㐳愳搷散㝤攳慣て昴戸㐸㔷㌹愵㙦捤㤳づ㘴敢扡㜴㠹晦㘷㥦㍢㜸㘶㌶㙥户㐹㔴㍡愵㜹㝡挸搵㍤㈵换晤㍦㘷㝤攰㥡扤扢㍢戲昱慣戴摦㈱ㅤ戰捦〸攲づㄴ挳㠱㔳㤶挸㉢㈴㤸搴㈰扤搲㜸挲愸㈹ち敢㜵〸っ㝥愱㉣㜰㠱搵ㄲ〴晦㌳昰ㄳ㍡㈴户攳㐷㌷㠹て㈷㘲㥥〲搴㡣㜸ぢ㠱散摢攱㝣㕢㔹㙥搷㤶㘷㉢摦㠶㠰晥づ㐸改㈹昱㘵攴收㑤〹㐲㜳㔵ㅢ㡣㙤愹摡㐶摦㜶㥢㠰㕥〸攸㘵㈰愵㙢㈳戴捦慢㡤㜸㔹㜵晡㉤ㄴ改散昴晤㜶㌳㜴ㄴ攸扥っ摥㜴㙤㠵て晣㤲㝤㜶挵〶攲㍢㠵㉤㜸〰〹搹㈵戰てㄱ摡㙢摣㠵㈴㡡愶戵㤵㤵㈸搰戶㤶㠲攰㤷㜳㐵扥㜳晤㜷扦扤敡㕦㕡捣㠱㍤㌴扡昴㠱慡㑦摥戳改㤶攲㌵昲㈷㌴㌲㙢〹㠸㥡㈹㍤攱㐳㝤㥦㥤戶㘹㜸㝣改㍦㍡愵〹户㜳㜵㙦捤㑡㍦㜲挷昰ㄵ㉢慦晡㘸㜱摤㝦㜰㑡ㄳ愷㔳晡敡㈵㝦㘹ㄸ攸扦㌲㉢㝤攳扦㥥ㄸ晣昶㝦戸㔸㠲搷㥤搲〴昸戹㤶攷散㐸挹扡て㍡愵㜹㌲愰昴㈷敥摦㌷改挱ㅤ㔷㘷敢㌶愵㍦㔹摣昲摦㍢愵㜹愴挸昵晢摡慣㜴挹㤶晦捥㈹捤戳〸愵昷摦昶昰㥢搷扥㜷㘷㔶扡㘴换㕦㜳㑡昳㄰㐳㘹㔳㙢搷㡦㉦晤慡㔳㥡愷ㅦ㑡㜷晦㜲摥㠶愵戱ㅢ挷㤷㝥挵㈹捤㘳ㄳ愵捤搹㤲戳㠰ㄷ散㜸㘱攳换户㕤㔷慣戵㤷㥤搲㍣㙦㔱晡㠹ㄹ㍢㝦晥摡㤶㥢ぢ敡㜶搱昹㙦㥤搲㍣愸㔱摡ㅣ戱㥣晤慣挶㉣㍦改晡㘲挸㈵㝥攳㤴收〹㡦搲㙢㍥昰攷昳㙥扤㉥㘷〱㜷㍦晤改㉦〵㐲㕢㡡㕢晥㤲㔳㥡㐷㐳㑡㥢㙢散搳搹㤶㝦攱敥㕦敡挶昶晢㡡愵㝦敤㤴收㤹㤲搲㉦㜷摦㜳昱攷㝢㍦㤳㤵摥昶戵戶慢㍦戴昵摢挵搲㉦㍡愵㜹ㄸ愵昴扣ㅢ㕢愶昶㍥㥤㤳㥥扤昳摥㍢㌷慦㜲㐱ㅤ㉦㌸愴戵㘷㈰㔹㠸愵㑢ㅥ㥣挰㝢戴㉦挹㑥挶㤶㔴㐳ㄴ捦㌲㝣㍣挲ち㕡㝦㔶㉦㑦㐱㥥愰㤹㔱戱㔳ㄹ愳ㄹ㔰戱㕡挶戸㑤慢搸㘹㡣㜱扢㔴戱搳ㄱ愸攱㕥〷㘶慢㑣㔶挳㤸㥣㠹㠰晤〸㔵〱㔳㘷㌹㔳㔵㐵㑣戵敤㈱昹㠵慡㤰愹㘷㌸㜹㔵挵㐵愹㙣㐰㔱㙤〱扢敡㠰㕤㕢挰㉥慡昲晦〰换㔳愷捥","㜸〱敤㕣摢㙦ㅣ㔷ㄹ摦㔹㝢搷㍢㙢㍢㑥㘳㈷㙤㝡㐹摤㉢㉤㡥戶捥慤ㄷ㔵㈱昵愵㑥㑣敤摡捤㍡㠹㔰㔵㤶昱敥ㄹ㝢㥡戹㤸㤹㔹㈷㙥〵㉤㔲㠵㔰ぢてㄵ㑦㔴〸㠴㠴㉡㜸愹㔴ㅥ㄰攵昲ㅦ㔰㠴㠴搴㌷愴昲〰㍣㠰㔰㈴晥㠰昲晢㥤㌳戳㍢扢敢ㅤ㍢摢ㄶㅣ攴攳昸昸捣㌹摦㌹㜳捥昹慥攷晢捥㈴愳㘵㌲㤹㑦㤰昸㤷愹㥦㠵扢换㕢㐱㈸㥣搲㡣㘷摢愲ㅡ㕡㥥ㅢ㤴愶㝣摦搸㕡戰㠲戰て〰昹㡡㠵昶㈰㔷〹慣㔷㐴愱戲㈹晣〰㐰戹㑣愶㔰搰戳㘸攷㈰晣㍤ㄸ㍦攸散㌵搴㡦慣㍣㌳扤戴晡㌲㐶㉤㠷㥥㉦㡥㡦㕦㔶㝤捦㍥㔱㍡㔵㍡㌱㌹昹㜸㘹昲昸昸㑣摤づ敢扥㌸敢㡡㝡攸ㅢ昶昱昱攵晡慡㙤㔵㥦ㄳ㕢㉢摥㔵攱㥥ㄵ慢㤳愷㔶㡤搳㑦㥥㌸㝤收㡣昹搴㔳㑦づ攱捤㤹挵㤹改㘵㕦㤸挱㘷㌳㘴㡥ㄳ㍥㍤㉢慡ㄶ㔷㈶㠴㙦戹㙢愵㤹㘹晣㑢捣ㅥ㑦㑦㤴捡敢㐲㠴㝣戳昰㠵㕢ㄵ㠱㡥㡥㠳捥㔴㄰搴㥤つ㙥㥤敥捣㘱愱㔵㈳〸㜳捥㡣戰㙤摤㠹㐷㉤㌸㑢搸㌹摢搸ㅡ㜲捡挲つ慣搰摡戴挲慤扣戳㠲㠱㙡挳捥愵㐰㕣㌴摣㌵昱扣攱㠸㥣㜳扥㙥搵晡㔵捡昴㝤㈱ㅥ㈲㌹㌱戹晡搲㔴攰捣慣ㅢ扥㥣㔱挰㝤㐹㠱㥤昳慢慤戰て㜴ㅦ㤷㔳㤷㙦攰㤸て㜵㠷㐳换㘵挳㙦㐰㑥㜴㠷㡣ㄶ摦㍡㠳挷扡挳㈷昶愸戵捦愳摤晢挸慤㙣㠵搶〶㈳敡㤶㍢㡡挵攸㜹㘶〳捣ち捣㠸㐰扤挸㙣㤰搹㄰㌲慤晦摦攰㤱㘴㐷㌶㘵㉢㐶戶戲㥡慤㔴戳㤵㕡戶㈲戲ㄵ㌳㕢㔹换㔶搶戳ㄵ㉢㕢㜹㌹㕢戹ち㤸㌸ㄵ〶〶戲㔱晡敢摦摦㝣敦挵扢挴挲摢摦扥戲㤲晦搳㐷搵愱〳〰㝡㈱㥡搴慣㙦㕣〳愹㌵㠹昸㘴㘹㤲㍦㍢㌳〵㜸挲㍣㘳㍥㘱㥥㌸㔱㍢㌳㘹㥣㌲㜲㕣㔶ち昲㕢〸攵㈰㘰㠷捣㉢㤶㕢昳慥㐹摣摤㍤㙤〴愲戹㜱ㄳ㔱摢戴㔷㜷㙢挱㕤摢㌷㤶㐳㈳ㄴ㜷戶户㌵〷改攸㔶〶㕢㠹㐰扥敦㔸㝢户换㠶㕤ㄷ㔳搷㉤搵㝣㑦㕢戳戳散㝢慢摤㕢攷㝣昱昵㐶㙢挷㡣愶㈰搲㌶攵搸ㅤ慢㔴㑤㙡㕥攳㌳敢㕥㈰㕣㌹扤〹㘷搹慡㕥ㄵ㝥㔹㔰㈰㡡㥡㕣敡㘱㌶㐵㕣㍦戱攴㘲愱攰搶摡晤挹㕡昳搹敢㈱㤸㔹搴㌰摦つ攱㠷㕢㉢挶慡㉤㡥戴㠰愸㜷愲攱㘸㑢昵㥣㔷慤〷㌳㥥ㅢ晡㥥摤摡㌲㔵摢㌴㈰㘹㙡㡢㕥㑤昴昷㘷愴㔰㠰戸敤敢搳戴捣ㄷ扢昳㠲㐴㐴〲挵㘴攴㍢㕡挹慥㜴ㄱ慢挳㉡㙣㐱㥡捣㍥戸挳㘰㥣慦㤴㌱㈹ㅣ㤸㔸ㄳ戵〷㕦晡挸づ挳㌶㌰昷昹〲㘷戳愳搱敡㥦摤ㄴ㙥㜸挱㜰㙢戶昰㔳㜵㥦挶ㄹ改㈳挸㜲㌷㈰㄰扡敥ㅥㄵ㥤㜶㕤摢捡㕤戳㙡攱㝡㝥㕤㔸㙢敢㈱敡愰ㅦぢ〵㙥㙤㐷搲㙦㐳㤵㝥㠸搹㈸戲㘲㌱㤳ㅦ㈳㔰扥㠸㤴挹㔱㍡愵昰㜲㡢㈰㘷扦ㄶ㕥ㅥ㌲攷㉣㍢ㄴ㑡㈸㡦㤸挰㠸搲㙡ㄲ㝤挳㈴㔱摦愸㉡㠵㌱㘶捥㠰㑡つ换つ户㥡㝣摢挱㈵㡡㠸昶㘵挱㥥㤳〵ㄴ〵慤昲㈰㠵搷㐰㌴㙤搲㈰ㅤ㌸㐱㐴㘴㠳ㄴ捤㡥㤱㕢㠹㡣昰㈹㌲〲昰㐹㈲㈴昴㘴㜷ㄹ㐱㘲敦㈴㔲㜶敡捡㡦晢搲㙣㍢㑢㕥㐹戳挳搸㌸晤〸戳摢㤹摤挱散㈸㌲敤㙦㤰㜰㤴㜲㈸户㈶晤㉥㍣敢㜷㌳扢〷ㄹ攴㤳㑥㤹ㄳ㠹㉡摡㔰扢戱㈳〹㌷っ㍢㔹ㅡ挵㑡ㄴ搱㌲㙥搸㤹挳㡥㐴㜴㘴㜵敥つ㕤摢㉦㜵散挳摤㘹㌳戹ㅣ㔲㘴ち㘸㜲慤㍢㠰㈶㌷㠲愰㍤敡慤㝢搱㔵ㅦ㘷㜶ㅦ㌲愵㔸㘸散敥捥㥡愷㌹㜹㑢㤸㐴捡㄰敡㔱戹㐷㐴㑣昳㍦㐵挰㜵ㅣ㕤昶敤㘷㥡㠲ㄳ收㉤㙦㍦ㅦ敦捥摢ㄱ搲摢㜴收扥捥愱愷攸㈶㉤攸晢挱㕥摡㥦扢敡㤷〷搱慣㍦挴散㘱㘴㙤晡㠵㈷敦㥢昵ㄲ㐸㤳搸㐹㘰敥㄰㍤㉥搲挲㕤搹摡㄰㔲晢っ㤹㉢㠶扦㈶㐲㜸㉦收㘷㘱〷㝢扥㉦㙣ㅣ㘸㙢戲㠲㘷㤷摢㕢㉢㠳㌹摦㜳㔸扦㙦ㅦ〷户㠴㘲攸敦捦昶㘵摡散攳ㄴ㍢㌳攱㙦㑡㔰づ昵敦愹敥㐲㈲搱愹㤵扣搸㉦晤㙣戹㉦㐹㝡㤰㈴㡦㘰㕢昵㐷㤱㐱㑡㘸ㅦ㜵㤵㈸ㄳ〴㍢㉥挱㕡慤㔵㝡昷㔲㑥㈶㙤晥挳づ㌹㌲愸㥣戵搳昰ㅤ〴挳㑥搹㜲ㅡ挲㘲搰㔹ㄶ㝥ㄵ㝥〵换ㄶ㐵攵㤲愵愸搹㤷ㄵ户㠸慣攸敢敢㌸㑢愷昸搶㈴㥤戴㐹㠹㔴㙥㑦㙤㑣㌹㠷㌷㠹㡡㉥㐸ち㤵ㄴ户㔰㐳〲㤱昲〸扢㉦㘲㝡㄰㌱㈵㙣㥣晥ㄸ戳㐹㘶㈷㤰攵晥〰㐹戳摢㡤㘷㈰㙣㘰㤳敥散㑡㈵㔳㈰ㅡ愴㝢昰挳慥挲敡㌴㕦㜳㠶搹攳挸摡捣ㅦ㍡ㅦ㔳〸㔱愲㍣㐱㠸戴㤶㜴昳戲㈵慥㤱〶づ㤸〸㉡捤搴㠳搰㜳ㄸ㔵ㅡ㌶㘷扤攷扤㜰搶ち㌶㄰㠵ㅡ㌵愳挲㤵㜵攱㠲扡㝣搸㍥㙤㜵摥挶㠶愸改㘶搹慢㐳戴捤捦敥㠵㐳㌹搶〷㕢㔲㥥换戳ㅡ㔲㙦㘷㘳っ愱挹ㄳ㌱㝣慤昴挴敥捡昳捤㐳摦㐸㜳㐷㔷慣搰ㄶ㠳愶㘲㍡㤶ぢ㈶㜶ㄱ㔱㠳摡㠰戹戲敥ぢ㌱㍢㙣㥥昷慤㥡㙤戹㠲挸㠰㡤挹㐰摤㠲㔸㐳㠴㘰搹㘳晣捦㜳㠷捤ㄵ摦㜰㠳つ㠳挱挴慤㐳㉤㑦㌲㈴㤲㌳愷㉤㌷挰㙢㈴ㄶ㔹ㅥ㌱换敢摥㌵挴㙡敢㡥㝢摥搸〸昶〴㔶㐸昴㉡㐹搴㘸㔹㉤㥢搵ち搹㐲慦昸攱㠱㍣㤳㌹㠹摦㝥㘶ㄲ㔷㤹ㅣ晤攵㈹摡㥢㜶㝤ㄴ㥦愱㥤捥㌹つ㈱㜲搴愸散㑢㤵挲攴㔴晤㐹昶㜹ち搹晣昹㑢昳捤愸摣愷㠹㔶攷攸攰㑦ㄱ昱㤲㉡ㅡ㌱㄰扡攷づ㈸㑡㘱ㅤ〹〷っ〸㠴昳愹㥤晡㡡愶㠴㈱昱ㅤ㘸ㄶ攷㄰㐴ㅡ㌲ㄷ㡣㔵㘱㈳ㄴ敤ㄸ攱〱昵㐰㉢搶㌱散㈰㙡㥢昱ㅣ挷㈰㘵㤱㉡换㔵㠳〴㍣㔵て扤㐵换搵㑤㘴㤲晣愲㉡攳㍡慡㡣敢戲㙡挸扣挸愸愰㉣㜳㉣㙦捤昰慤㜰摤戱慡〵㍥㌰㜲户㈷㐸ㄲ㍣㑥挱ㅢ愷㔸㘴㡣户ㄹ昳㤷㘰戱〵㈵㘰扢〴㌱捡慤㈳昶㐱戸㔹㉤㡦ㅦ慤㐷扦ㄲ攴㡢㜴㤲敡㑦㘳戴㥣扣ㄶ〱㠹㈳搳㡤昸昲挵㡤搷㔰愳摣㜲挴㝡ち㠹挰㈱㤸㤰昱昴㙥攷捤㑢慥ㄵ〲㝢挴搸㥣ㄵ捥〶㐰㌹㌲ㄴ攵改昶㑥㠹搵㐴愷㠹㠶㔲戸户戳愹㐵㑢ㅣ敢㙣㑦慡㡤〷户㘹㔶ち㈵愱㐷㜶〲㤲㡡㘵㥢㌹敥㈵㑤愳㐹扤ㅤ㉢ㅢ㉤捤㙢摡摣㜷ち㤱㑦愱㤷㈴捤㘴昴戳㤲㔰㄰攳㈵㜵㐰㐵搱㕤㥦㑥ㅥ㠹㘰つ㑤㠰㈲搵㤴慡ㅢ㡥愲㠱昳戸㜱㔲ㄳ挵攸〹晣㝤㈰㉡㉥搵挳㤶ㄶ攳晡㘸搴㌲㘵摢㑢㉥㡣㠴慡攱搷昶〸㑢㘳㙤㑡挱㐸敥散㔵昹慢敤㑤㌰㘲挴㠶㡣㠸愴戸㠱挱㠶㘰慥㐴㌰㤵挶搹㌰户扡㔱㕤攰搳愲㌰㕣㠹㠱㜲㔸㥢ㄵ㥢搲ち㙢ㅡ昲愳戲㐳攳戰㈸攵愸㙥㑥慤〶搰攸㈱攵㜸㔴㤲っ慥㥢ㄷ改㤵挲晤〵㠸摤愸戴㕣つㄱ搵㙤っ挰㠳挱摥挱づ㜶㐴㐵㑤㘸㥣㔱㠲收㔳〸户㜵ㄱ攴㥤ㅥ㌱ち㐱㙡捡昴慦㜳摡㍢㍦㘰晡昹戹㑣㕣㠸㤸㠸㤱慥ㄴ攳〱挸㑤〶㈵挹㐵愳㜱慣㕣㐹㌶㈹戴㠶攲㍡㕡ㄸ挳戴昸晣㄰ㄷ㜸ㄸ挶ㅡ㈱摢搸戸攰ㄶ㕡搰愶昶搶〱㜳摥慤摡昵㥡㤰慡㌸㤶搵㔲㈳敦〹㝣挹扢㝦㡡㥢㔲昶㈵摡㤴㜹㥣愴戸㘴㈲愹㜷戳㕢晦ㄲ扡㑢㈱㠷㌱㤴㙣㘳散㌱挵㉢㈷㘳㘱ㅤ㔷ㄴ㘸ㅥㅥ㙡摥㕤㤰昷收㈰搲㍡慡㈸换ㄶ㜰ㄵ慦ㄱ㐰㤶摣㤶〰㕢昰ㄶ㍣㥡散㠹慡ぢ㤶慡摡ㄳ㌸挲㍡㤵挰换攷㘱㡣昴挸ㅤㅣ㈴㜳㈳ち散摥㜸㑤㍥㘶㙥㥣㡢㡣て㡤攱㕤ㅥ㠲㌲搸㔵㌰ㄲ敤敤㙣搳攸搶ㄸ昸愵攱慤㍦㠳㑣㘳〴㤸〶㉤㈰㤵㠱㌳㡤昲捥〶づ㘳㤱㈹挱搱㘴ㅣ㤵㈱捡㔱昸敢㠱㌴㜰ㄳ捦搱㉢ㅥ㤴㔰㌸㈶敦㠴挵搷ㄲ㈷ㅣ㥣㠰㍣晦㐸㕢攵戲ㄱ攲收㡢㝢戴慤㝡慡㔶愳戹ぢ昷摣㥥挰㉡㙥㙤㈸㜳㜴慣敤㍥㤶㕣ㄳ敤扢〷摡ㅡ愲㝢㠲㈷㘷㑢ㄷ㡣戰扡㕥づ户搴㥤慤㕥㐹㈲昷㍢戸㈳戶㝤㍢㙤收㝥㤷㜷㔰㌷戹昷挵慢慥㜷捤㤵昳捡〵扣昰㐷㉢㔶ㅦㄸ攰㈴㡢㤹㑦昰㈳㔳㌶㤳晢㉤㐶摣捤戴㌹㐰搳㍦挲㜱㘴㔲搲㘰ㅣ攵ㄴ㍡㠱敤摥戸㌰㐰㍡ㄹ㙢愳ㄳ㈹〸昶〹挵㕤晢捣〸㐵晢つ搰㑡㘲㔱㈷㜲散昹扢㘰㝤敤搷愸㈱挲昱ㅣ㠹㤱摣㝤㈸愵愰㑥ち昲攸㜶〷敦㠲晣晦㘰㈹收收㙤搹改扦挰捣摡〷敤㈸㍡㐶ㄴ晤慡ㄳ㐵㡣挳摥㔴挴㥢戳摦㍦㙡㝥敥户㝡晦㠷㐷捤㉦〳挳㑣搲ㅡ㐳㑣㡤戱昸㠶㌱㤰敤㌰〶ㅥ㐲戳㌴〶㥥㘳ㅦ㠶敢㤵㌱㄰㜹㍢ㄶ㔱戱戳㌱挰㈰㕥㡡挹㤷㠸愹㈶ㅣㄸ㍣㙢ㅤ㜱攸〹扢㠰摢戵㈲㐰攰ㅥ敡㈹㤸㠱敦改昶捥敡㘵挳㌷㥣愳戲晥扣㉦愰戶晣ㄵ㕣搷㤶㕤搸攳捥㙤㕢㘴愷㙤扣ㄲ戱㍢㝤摦㜳戲扢㑢敡挰㤴㑡捡㑦慦ㄵ戴晣愷昰㠹㘸㍣㈱㘴㕥ㅤ㝢敦晣㕦㕥㜹攳ㅣ慦愵㐵戴㥡㘳ㅣ戸㤷搸㍣㉤〷㐴㙦ㄳ㌷㐲づ昳敢㥢㐵㝣㠶㘴㙤搸㘲摡昰愵扤ㄳ攸㑥㕣㔴㠴㤷㈰㑣㐵㝣㝢挱㤸挴〵〷㘵㑣㤶摡ㅣ㥢昲敢㈵改っ㉣㈵㈶㉥扤㜷㜱㝣㔰敢慡戲㝡戴㉢㜳扦㠰搲戹挹㠹戴摡㠳㍣㕦㌲㘹摡晢敤㕡敤っ戵㥡㌴ㄳ戵〹㐰挴㔲ち㠱〶㔲㐸昲挸挲挸扦㤴㔲换㈸攴㑡挸㔲㐲㘸敤戱㕣㥥晣昷㠵㠰㘸摣敥敢昱㑢ㄵ散㈲戰ㄸ㝢摤㝢㍤扢搲敡㡣㔵ㄳ㘳戲昲昴昱〲ち昲㤸挲ち〶㘹㘵敤㐵ㄴ攲㤴㍢㠱搲慥ㅤ㑦㝣挹戰愳㈲㙣㡡戱㜳づ扤㙡㐵攷㔹户㡥㉢ㅥ搰㌳㜹愹㌰摣㐳慣挶搱㔳〶攳ㄴ㘸㔱㔵㌱ㅦ㔱挵㐶愷挱愸〹㍡换㍤㡡昳㈷愲㝣晣ㅣ㠸敤ㄳ捤愱て户户㔰挷戹〳㔸㈰㝦㘱㝦ㅤ㑢㘱㙣扣㤵ㅣ〳〹扢㉢愸㠲扡〳㕥㐶ㄷ㘹捦㙢㝡戳挸㜷㘹ㅡ㠳搱㌱㘷昵㜵敡㝦㠶愹㈵㘷慤㄰㥡昱敡ㄶ晤㝦ㄹㄵ㍢敡㝦㡤㐱㌶㠹戲㉢㔱㠱て㌹㐶㑡㜶っ捥㜰㐷攰挳㐶㤸㐶ㅥ㠱㜵㔹㘴㙣㕢㤵捡昸㍥㔵㌵㑢〹づて㔷㝦晢ㅤ㠸㐶㕦摡戶㠳㕤〵㈰愳㐰戹㥦㐱〴㜵敤捦㐹㜷㥥㘳昳㕦㐱昵搸愲㔵昵扤挰㌳挳昱㌲愲扢攳晣挰捣㠴捤㌳愵扤摢㉥搴ㅥ挰㑥っ扤㠸㍥㡢㑢㄰搸捦㡢昰㌳ち㍡㌲㠴戰扢㤰〵扦㌵㍡㤸㠸㈳㔱㌹〴户㤹㉦搴つㅢ㥦愷㉥挱愹ㄹ戲㙡㑦攸㍡攵㕡㙥扦㠹挱㥤挳㕤慣攷攰昸ㄱ㜶〹㔱㌰戹㠴ㄷ㕦攲戶戶敦㐱㉢㙣戴戶㠰㤰扤㌹搷㡡戹㥦〲愵扢㝢㑢㉢挵昰㥤晣敡㔸㌹㍥攸ㄸ摤扤ㄷ㤶㈳㡤㠲挴愳捦戵改敤㥡戰攱㈳摢㐵㠴晢㈵㜴搵㥥㘱㠶㕦晤慢㔱㠱てㅡ㕤㜹㑦戳昰ㄳ㉣㠹戴㡦㜲㈶晦㌵㘴摤〹晡挷〰㙢㜱て㤰愰㌵㥥㉡㐸㠱㐵敤㐷㘸攷づ㌵㔶慡挹㤳〳摡昴㉡戲㌸㘹㍣㌹挸㜷晦㄰挰㡤㜷ぢ搴㜶㝦昷㍢摢扥㥢㍡㕦慥㉤㌹晥挱㔸㘷攸敢㘸搶㉤㘶㉦㌳扢㡡散㘰慣㍡㐶㈸つ㈹㘲昲㉡㜶昰挱㌹㤴㤱晥ㄸ晤晤昸摣㠷扦㘷晡攷㌹㑤捡㍦㌴戵慥㠲昲㑦慥攲晢挹㔵戸愸敤扥㡡户户㕢挵㐱㡡㐶捥㐴摦㐰㌶摣愷㐹戴昱戹㘵㔵㐴㥦㠴昲㈵搴挱戸㌱挷㔵愶㝣㤵㈳㙤ㅥ摥㘲愴㈷㈶慦㕣愹㜹愵改ち㑥攴㐳摤ㄳっㅦ㜹扦扢㡡改㝣㡦昱㜹敤㝢昱慥㕦戸㄰㝦昲㤴㡤㈲㐶挰扡戲㌲㐹㈵摣㐸敤扢㌱昰晢扦㙣㍡㍣搱㠰〴搲㔰挰愴㈶〹晣㔶っ㝣ㄲ㥦㔳㐹㤸っ攳晦㑣ㅦ挷挰愴㍡〹晣㘶っ晣㡦㤳㐷ㅢ挰㌱㤱㐵愲㠱ㄴ㤰㘲扦㑡㡢㍥昱㘹㌵て捡㌹㤳㍡㜱搰㔴搵ㄴ㠷㌲昰㙢㑢慤㌸㠴慢ㅣ㍥㍥㙥㕥挰挵㈴㕣攰㠰攴㔴晦挷挱㍣㉥㉣捤ㅡ愱㠱㙦㤷㌷ㄱ㉡昶㜵昹挴捥㜹㜳挹㐷挵㠰㌹ㅦ攰㥣㔴摢㔳㈴〲ㄵ摦慦昶㜷〷㤷㝡㡡㌹搸摣㡦㌸挴㤵攵つ㤰摥㌴㠲っ㡢昴㙢摦㠹㌱㥢㜹扤㐹㌳晡ㄶ㤰〳㉦ぢ㜲ㄶ㡡㉡㠴㌲挶〷㡤㉣㑣㔴攷㕦㐵㌶ㄲ晦㈷ㄲ攳㥢搲捤㤱搵摥㠸挷㑢㔲㡡晥つ㜶昸㈶戲㍥昸㔷戵㠸捥㕡挶捤昱㤵扢㕥㍢㘷搶愳㘲㜹ㅤ㕤㌵捥㠷㉦搴扦挵愷搷㤹昱㈹㤶㑢㈸㘷㌴搹搴㕥㍢昸ㅦ挵㠱捦㐵",null,"㜸〱敤㕣搹㙦ㅢ挷ㄹ攷㔲㈲挵愵㈴换戱㘴㍢㜶㉥攵㙣㔲ㄹ㡣㝣攵㐰攰㍡㍡㈲㕢㠹ㄵ㈹愶散愰〸㔲㜶㐵捥㑡ㅢ敦愱敥㉥㘵㉢㘹㥢ㄴ攸㐳搱攳愱挸㔳㠳愲㐵㠱㈲㐸㕦ち愴て㐵搳攳㍦㘸㡡〲〵晡㔶㈰㝤改㑢㡢挰㐰晦㠰昴昷㥢搹㈵㤷愴戸㤲㤹愴愵ぢ㡤慣搱散捣㌷戳㌳昳㥤昳㝤戳捥㘸㤹㑣收ㄳ㈴晥㘵ㅡ㘴攱敥昲㜶㄰ち愷㌴攷搹戶愸㠶㤶攷〶愵ㄹ摦㌷戶㉦㔹㐱㌸〰㠰㝣挵㐲㝢㤰慢〴搶敢愲㔰搹ㄲ㝥〰愰㕣㈶㔳㈸攸㔹戴㜳㄰晥ㅥ㡣ㅦ㜴昶ㅡㄹ㐴㔶㥥㥢㕤㕥㝢つ愳㤶㐳捦ㄷ㈷㈶慦慡扥攷㥥㉣㥤㉥㥤㥣㥥㝥愲㌴㝤㘲㜲慥㙥㠷㜵㕦㥣㜳㐵㍤昴つ晢挴攴㑡㝤捤戶慡㉦㠸敤㔵敦㥡㜰捦㠹戵改搳㙢挶㤹愷㑥㥥㌹㝢搶㝣晡改愷㐶昰收捣搲摣散㡡㉦捣攰戳ㄹ㌲挷〹㥦㤹ㄷ㔵㡢㉢ㄳ挲户摣昵搲摣㉣晥㈵㘶㡦愷㈷㑢攵つ㈱㐲扥㔹昸挲慤㡡㐰㐷挷㘱㘷㈶〸敡捥㈶户㑥㜷ㄶ戰搰慡ㄱ㠴㌹㘷㑥搸戶敥挴愳ㄶ㥣㘵散㥣㙤㙣㡦㌸㘵攱〶㔶㘸㙤㔹攱㜶摥㔹挵㐰戵㔱攷㑡㈰㉥ㅢ敥扡㜸搱㜰㐴捥戹㔰户㙡㠳㉡㘵〶扥㄰て㤱㥣㤸㕣㝤㘹㈶㜰收㌶っ㕦捥㈸攰扥愴挰㉥昸搵㔶搸〷扢㡦换愹换㌷㜰捣㠷扢挳愱攵慡攱㌷㈰愷扡㐳㐶㡢㙦㥤挱攳摤攱ㄳ㝢搴摡攷戱敥㝤攴㔶戶㐲㙢挳ㄱ㜵换ㅤ挵㘲昴㍣戳㈱㘶〵㘶㐴愰㕥㘴㌶捣㙣〴㤹㌶昸㙦昰㐸戲㈳㥢戲ㄵ㈳㕢㔹换㔶慡搹㑡㉤㕢ㄱ搹㡡㤹慤慣㘷㉢ㅢ搹㡡㤵慤扣㤶慤㕣〳㑣㥣ち㐳㐳搹㈸㙤㔴户㑥㍣晦昱搱攵昷㡥晢㌷晦昲昶搵慦㡦ㅣ〰搰㑢搱愴收㝤攳㍡㐸慤㐹挴愷㑡搳晣搹㥤㈹挰ㄳ收㔹昳㐹昳攴挹摡搹㘹攳戴㤱攳戲㔲㤰摦㐲㈸〷〱㍢㘲扥㙣戹㌵敦扡挴摤摤戳㐶㈰㥡ㅢ㌷ㄵ戵捤㝡㜵户ㄶ摣戵㜳㘳㌹㌴㐲㜱扣扤慤㌹㐸㐷户㌲搸㑡〴昲㝤昷戶㜷扢㙡搸㜵㌱㜳挳㔲捤昷戴㌵㍢㉢扥户搶扤㜵挱ㄷ㕦㙢戴㜶捣㘸〶㈲㙤㑢㡥摤戱㑡搵愴收㌵㌹户攱〵挲㤵搳㥢㜲㔶慣敡㌵攱㤷〵〵愲愸挹愵ㅥ㘶㔳挴昵㔳换㉥ㄶち㙥慤㍤㤰慣㌵㥦扢ㄱ㠲㤹㐵つ昳摤ㄴ㝥戸扤㙡慣搹攲㐸ぢ㠸㝡㈷ㅡ㡥戵㔴㉦㜸搵㝡㌰攷戹愱敦搹慤㉤㌳戵㉤〳㤲愶戶攴搵挴攰㘰㐶ち〵㠸摢㠱〱㑤换㝣戱㍢㉦㐸㐴㈴㔰㑣㐶扥戳㤵散㑡㤷戱㍡慣挲ㄶ愴挹散㐳扢っ挶昹㑡ㄹ㤳挲㠱㠹㌵㔱㝢昰愵㡦敥㌲㙣〳㜳㥦㉦㜰㌶㍢ㅥ慤晥戹㉤攱㠶ㄷつ户㘶ぢ㍦㔵昷㘹㥣㤱㍥㠶㉣㜷ㄳ〲愱敢敥㔱搱㘹㌷戴敤摣㜵慢ㄶ㙥攴㌷㠴戵扥ㄱ愲づ晡戱㔰攰搶㜶㈴晤づ㔴改㠷㤸㡤㈳㉢ㄶ㌳昹〹〲攵㡢㐸㤹ㅣ愵㔳ち㉦户〸㜲昶㙢攱攵ㄱ㜳挱戲㐳愱㠴昲㤸〹㡣㈸慤㈶搱㌷㑡ㄲ昵㡤慡㔲ㄸㄳ收ㅣ愸搴戰摣㜰扢挹户ㅤ㕣愲㠸㘸㕦ㄶ昴㥤㉣愰㈸㘸㤵〷㈹扣〶愲㘹㤳〶改挰〹㈲㈲ㅢ愴㘸㜶㡣摣㑡㘴㠴㑦㤱ㄱ㠰㑦ㄲ㈱愱愷扢换〸ㄲ㝢㈷㤱戲㔳㔷㝥摣㤷㘶㍢㔹昲㑡㥡ㅤ挶挶改㐷㤸ㅤ㘵㜶㈷戳㘳挸戴㝦㐰挲㔱捡愱摣㥡昴扢昰慣摦捤散ㅥ㘴㤰㑦㍡㘵㑥㈴慡㘸㐳敤挵㡥㈴摣㈸散㘴㘹ㄴ㉢㔱㐴换戸㘱㘷㡥㍡ㄲ搱㤱搵搹ㅦ扡㜶㔰敡搸㐷扡搳㘶㜲㌹愴挸ㄴ搰攴㕡㜷〱㑤㙥〴㐱㝢搴㕢昷愱慢㍥挹散㝥㘴㑡戱搰搸摤㥢㌵㑦㜳昲戶㌰㠹㤴㈱搴愳㜲㡦㠸㤸收㝦㡡㠰敢㌸扡散摢捦㌴〵愷捣摢摥㝥㍥搱㥤户㈳愴户改捣㝤㥤㐳㑦搱㉤㕡搰て㠰扤戴扦㜵搵㉦て愱㔹㝦㤸搹㈳挸摡昴ぢ㑦摥户敡㈵㤰㈶戱㤳挰摣㈱㝡㕣愴㠵扢扡扤㈹愴昶ㄹ㌱㔷つ㝦㕤㠴昰㕥㉣捥挳づ昶㝣㕦搸㌸搰搶㘴〵捦㉥㐷㕢㉢㠳〵摦㜳㔸扦㙦ㅦ〷户㠵㘲ㄸㅣ捣づ㘴摡散攳ㄴ㍢㌳攱㙦㑡㔰づ昵敦改敥㐲㈲搱愹㤵扣搸㉦晤㙣戹㉦㐹㝡㤰㈴㡦㘲㕢昵挷㤰㐱㑡㘸㝦敤㉡㔱愶〸㜶㐲㠲戵㕡慢昴敥愵㥣㑣摡晣㠷ㅤ㜲㘴㔸㌹㙢㘷攱㍢〸㐶㥤戲攵㌴㠴挵戰戳㈲晣㉡晣ち㤶㉤㡡捡㈵㑢㔱戳㉦㉢㙥ㄳ㔹㌱㌰搰㜱㤶㑥昱慤㐹㍡㘹㤳ㄲ愹摣㥥摡㤸㜲づ㙦ㄲㄵ㕤㤰ㄴ㉡㈹㙥愱㠶〴㈲攵ㄱ㜶㕦挴昴㈰㘲㑡搸㌸晤㜱㘶搳捣㑥㈲换晤〹㤲㘶慦ㅢ捦㐰搸搰ㄶ摤搹㤵㑡愶㐰㌴㐸昷攰㠷㕤㠵搵ㄹ扥收㉣戳㈷㤰戵㤹㍦㜴㍥愶㄰愲㐴㜹㠲㄰㘹㉤改收㔵㑢㕣㈷つㅣ㌰ㄱ㔴㥡慢〷愱攷㌰慡㌴㙡捥㝢㉦㝡攱扣ㄵ㙣㈲ち㌵㙥㐶㠵㤷㌷㠴ぢ敡昲㘱晢戴搵㜹㥢㥢愲愶㥢㘵慦づ搱戶㌸摦て㠷㜲慣て戶愴㍣㤷㘷㌵愴摥捥挶ㄸ㐲㤳㈷㘲昸㕡改㠹摤㤳攷㥢㠷扥戱收㡥慥㕡愱㉤㠶㑤挵㜴㉣ㄷ㑣散㈲愲〶戵㈱㜳㜵挳ㄷ㘲㝥搴扣攰㕢㌵摢㜲〵㤱〱ㅢ㤳㠱扡㑢㘲ㅤㄱ㠲ㄵ㡦昱㍦捦ㅤ㌵㔷㝤挳つ㌶つ〶ㄳ户て戵㍣挹㤰㐸捥㥣戵摣〰慦㤱㔸㘴㜹捣㉣㙦㜸搷ㄱ慢慤㍢敥〵㘳㌳攸ぢ慣㤰攸㔵㤲愸搱戲㕡㌶慢ㄵ戲㠵㕥昱挳〳㜹㈶㜳ち扦㠳捣㈴慥㌲㌹晡换㔳戴㌷敤晡㈸㍥㐳㍢㥤㜳ㅡ㐱攴愸㔱㌹㤰㉡㠵挹愹晡㔳散昳㌴戲挵ぢ㔷ㄶ㥢㔱戹㑦ㄳ慤捥搱挱㥦㈲攲㈵㔵㌴㘲㈰㜴捦ㅤ㔰㤴挲㍡ㄲづㄸ㄰〸攷㔳㍢昵ㄵ㑤〹㐳攲㍢搰㉣㉥㈰㠸㌴㘲㕥㌲搶㠴㡤㔰戴㘳㠴〷搴〳慤㔸挷戰㠳愸㙤捥㜳ㅣ㠳㤴㐵慡㉣㔷つㄲ昰㑣㍤昴㤶㉣㔷㌷㤱㐹昲㡢慡㡣ㅢ愸㌲㙥挸慡ㄱ昳㌲愳㠲戲捣戱扣㜵挳户挲つ挷慡ㄶ昸挰挸㕤㕦㤰㈴㜸㥣㠲㌷㑥戱挸㤸㙣㌳收慦挰㘲ぢ㑡挰㜶〹㘲㤴㕢㐷散㠳㜰戳㕡ㅥ㍦㕡㡦㝥㈵挸ㄷ改㈴搵㥦挱㘸㌹㜹㉤〲ㄲ㐷愶㥢昱攵㡢㥢㙦愲㐶戹攵㠸昵ㄴㄲ㠱㐳㌰㈱攳改摤捥㥢㔷㕣㉢〴昶㠸戱〵㉢㥣て㠰㜲㘴㈸捡搳敤㜱㠹搵㐴愷愹㠶㔲戸慦戳愹㐵㑢摣摢搹㥥㔴ㅢて敤搰慣ㄴ㑡㐲㡦散〶㈴ㄵ换づ㜳散㈷㑤愳㐹扤ㅤ㉢ㅢ㉤捤㙢摡摣㜷ち㤱㑦愱㤷㈴捤㘴昴㜳㤲㔰㄰攳㈵㜵㐰㐵搱㕤㥦㑥ㅥ㠹㘰つ㑤㠰㈲搵㤴慡ㅢ㡤愲㠱㡢戸㜱㔲ㄳ挵攸〹晣㝤㈰㉡㉥搷挳㤶ㄶ攳挶㜸搴㌲㘳摢换㉥㡣㠴慡攱搷晡㠴愵戱㌶愵㘰㈴㜷昶慡晣搵昶㈶ㄸ㌱㘲㐳㐶㐴㔲摣挰㘰㐳㌰㔷㈲㤸㑡攳㙣㤴㕢摤愸㉥昰㘹㐹ㄸ慥挴㐰㌹慣捤㡢㉤㘹㠵㌵つ昹㜱搹愱㜱㔸㤴㜲㔴㌷㘷搶〲㘸昴㤰㜲㍣㉡㐹〶搷捤换昴㑡攱晥〲挴㙥㔴㕡愹㠶㠸敡㌶〶攰挱愰㝦戰㠳ㅤ㔱㔱ㄳㅡ㘷㤴愰昹ㄴ挲㙤㕤〴㜹愷㐷㡣㐲㤰㥡㌲㝤㝣㕥㝢攷㐷㑣扦㌸㥦㠹ぢㄱㄳ㌱搲㤵㘲㍣〰戹挹愰㈴戹㘸㍣㡥㤵㉢挹㈶㠵搶㐸㕣㐷ぢ㘳㤴ㄶ㥦ㅦ攲〲て挳㔸㘳㘴ㅢㅢㄷ摣㐲ぢ摡搴摥㍥㘰㉥扡㔵扢㕥ㄳ㔲ㄵ挷戲㕡㙡攴扥挰㤷扣晢愷戸㈹㘵㕦愲㑤㔹挴㐹㡡㑢㈶㤲㝡㌷扢昵㉦愱扢ㄴ㜲ㄸ㐳挹㌶挶ㅥ㔳扣㜲㌲ㄶ搶㜱㐵㠱收攱愱收摤〵㜹㙦づ㈲慤愳㡡戲散ㄲ慥攲㌵〲挸㤲摢ㄲ㘰㤷扣㑢ㅥ㑤昶㐴搵㐵㑢㔵昵〵㡥戰㑥㈵昰昲㜹ㄸ㈳㍤㜲〷〷挹摣㡣〲扢㌷摦㤴㡦㤹㥢攷㈳攳㐳㘳㜸㤷㠷愰っ㜶ㄵ㡣㐴㝢㍢摢㌴扡㌵〶㝥㘹㜸敢捦㈲搳ㄸ〱愶㐱ぢ㐸㘵攰捣愲扣扢㠱挳㔸㘴㑡㜰㌴ㄹ㐷㘵㠸㜲ㅣ晥㝡㈰つ摣挴㜳昴慡〷㈵ㄴ㑥挸㍢㘱昱戵挴㈹〷㈷㈰捦㍦搲㔶戹㘲㠴戸昹攲ㅥ㙢慢㥥愹搵㘸敥挲㍤搷ㄷ㔸挵慤つ㘵㡥㑥戴摤挷㤲㙢愲㝤昷㘰㕢㐳㜴㑦昰搴㝣改愲ㄱ㔶㌷捡攱戶扡戳搵㉢㐹攴晥〰㜷挴㡥㙦愷捤㍣攸昲づ敡ㄶ昷扥㜸捤昵慥扢㜲㕥戹㠰ㄷ晥㘸挵敡㐳㐳㥣㘴㌱昳〹㝥㘴捡㘶㜲扦挷㠸㝢㤹㌶〷㘸晡㐷㌸㡥㑣㑡ㅡ㑣愲㥣㐲㈷戰摤ㅢㄷ〶㐸㈷ㄳ㙤㜴㈲〵挱㍥愱戸敢㥦ㄹ愱㘸扦〳㕡㐹㉣敡㐴㡥㍤㝦ㄷ慣慦晤ㄶ㌵㐴㌸㥥㈳㌱㤲扢ㅦ愵ㄴ搴㐹㐱ㅥ摤敥攰㕤㤰晦ㅦ㉣挵摣扣㈳㍢晤ㄷ㤸㔹晢愰ㅤ㐵昷ㄲ㐵扦改㐴ㄱ攳戰户ㄴ昱收散昷㡦㥡㥦晢慤摥晦攱㔱昳㜹㘰㤸㐹㕡㘳㠸愹㌱ㄶ摦㌰〶戲ㅤ挶挰挳㘸㤶挶挰ぢ散挳㜰扤㌲〶㈲㙦挷ㄲ㉡㜶㌷〶ㄸ挴㑢㌱昹ㄲ㌱搵㠴〳㠳㘷慤㈳づ㍤㘱ㄷ㜱扢㔶〴〸摣㐳㍤〵㜳昰㍤ㅤ敤慣㕥㌱㝣挳㌹㈶敢㉦昸〲㙡换㕦挵㜵㙤搹㠵㍤㡥敦搸㈲㍢敤攰㤵㠸摤改晢㥥㤳扤㕤㔲〷愶㔴㔲㝥㝡慤愰攵㍦㠵㑦㐴攳〹㈱昳挶挴㉦㉦晣晤昵㙦㥦攷戵戴㠸㔶㜳㡣〳昷ㄲ㥢愷攵㠰攸㙤攲㐶挸㘱㝥㝤戳㠴捦㤰慣㑤㕢捣ㅡ扥戴㜷〲摤㠹㡢㡡昰ㄲ㠴愹㠸慦ㅦ㡣㐹㕣㜰㔰挶㘴愹捤戱㈹扦㕥㤲捥挰㔲㘲攲搲㝢ㄷ挷〷戵慥㉡慢㐷扢㌲昷㉢㈸㥤㕢㥣㐸慢㍤挸昳㈵㤳愶扤摦慥搵捥㔲慢㐹㌳㔱㥢〲㐴㉣愵㄰㘸㈰㠵㈴㡦㉣㡣晣㑢㈹戵㠲㐲慥㠴㉣㈵㠴搶ㅥ换攵挹㝦㕦〸㠸挶敤扥ㅥ扦㔴挱㉥〲㡢戱搷扤搷戳㉢慤捥㔸㌵㌱㈶㉢㑦ㅦ㉦愱㈰㡦㈹慣㘰㤰㔶搶㕥㐶㈱㑥戹㤳㈸敤搹昱挴㤷㡣㍡㉡挲愶ㄸ㍢攷搰慢㔶㜴㥥㜳敢戸攲〱㍤㤳㤷ち挳㍤挴㙡ㅣ㍤㘵㌰㑥㠱ㄶ㔵ㄵ昳㌱㔵㙣㜴ㅡ㡥㥡愰戳摣㘳㌸㝦㈲捡挷捦㠱搸㍥搵ㅣ晡㜰㝢ぢ㜵㥣㍢㠴〵昲ㄷ昶搷扤㈹㡣㡤户㤲㘳㈰㘱昷〴㔵㔰㜷挰换攸㈲敤㜹㑤㙦ㄶ昹㉥㑤㘳㌰㍡收慣㠱㑥晤捦㌰戵攴慣㔵㐲㌳㕥摤愲晦慦愲㘲㔷晤慦㌱挸㈶㔱昶㜲㔴攰㐳㡥㤱㤲㕤㠳㌳摣ㄱ昸戰ㄱ愶㤱㐷㘰㕤ㄶㄹ摢㔶愵㌲扥㑦㔵捤㔲㠲挳挳㌵搸㝥〷愲搱㤷戶敤㜰㔷〱挸㈸㔰敥㍤㠸愰慥晤㌹改捥㜳㙣晥换愸㥥㔸戲慡扥ㄷ㜸㘶㌸㔹㐶㜴㜷㤲ㅦ㤸㤹戰㜹㘶戴㜷摢㠵摡㠳搸㠹㤱㔷搰㘷㘹ㄹ〲晢㐵ㄱ㝥㐶㐱㐷㠶㄰昶ㄶ戲攰户㐶〷ㄳ㜱㈴㉡㠷攰づ昳愵扡㘱攳昳搴㘵㌸㌵㐳㔶昵㠵慥㔳慥攵昶㥢ㄸ摣㌹摣挵㝡〱㡥ㅦ㘱㤷㄰〵㤳㑢㜸攵㔵㙥㙢晢ㅥ戴挲㐶㙢ぢ〸搹㥢㜳慤㤸晢㌹㔰扡户户戴㔲っ摦挹慦㡥㤵攳㠳㡥搱扤㝢㘱㌹搲㌸㐸㍣晡㕣㥢摥慥㈹ㅢ㍥戲㍤㐴戸㕦㐵㔷敤㔹㘶昸搵扦ㄲㄵ昸愰搱㤵昷っぢ㍦挳㤲㐸晢㈸㘷昲㕦㐵搶㥤愰㝦ち戰ㄶ昷〰〹㕡攳愹㠲ㄴ㔸搴㝥㠲㜶敥㔰㘳愵㥡㍣㌹愰㑤慦㈲㡢㤳挶㤳㠳㝣昷㡦〱摣㜸户㐰㙤昷㜷扦戳攳扢愹昳攵摡㤲攳ㅦ㡣㜵㠶扥㠱㘶摤㘲昶ㅡ戳㙢挸づ挶慡㘳㡣搲㤰㈲㈶慦㘲〷ㅦ㥣㐷ㄹ改捦搱摦㡦捥㝦昸㐷愶㝦㥤搷愴晣㐳㔳敢㉡㈸晦攴㉡摥㑥慥挲㐵㙤昷㔵晣㜰愷㔵ㅣ愴㘸攴㑣昴㑤㘴愳〳㥡㐴ㅢ㥦㕢㔶㐵昴㐹㈸㕦㐲ㅤ㡣ㅢ㜳㕣㘵捡㔷㌹搲收攱㉤㐶㝡㘲昲捡㤵㥡㔷㥡慥攰㐴㍥搴扥㘰昸挸晢摤㔵㑣攷㝢㡣捦㙢㍦㠸㜷晤攲挵昸㤳愷㙣ㄴ㌱〲搶㤵㤵㐹㉡攱㐶㙡摦㡦㠱摦晦㜵搳攱㠹〶㈴㤰㠶〲㈶㌵㐹攰敦挵挰愷昰㌹㤵㠴挹㌰晥捦昴㔱っ㑣慡㤳挰摦㡤㠱晦㜹敡㔸〳㌸㈶戲㐸㌴㤰〲㔲散㔷㘹搱㈷㍥慤收㐱㌹㘷㔲㈷づ㥢慡㥡攲㔰〶㝥㙤愹ㄵ㐷㜰㤵挳挷挷捤㤷㜰㌱〹ㄷ㌸㈰㌹搵晦㜱戰㠸ぢ㑢昳㐶㘸攰摢攵㉤㠴㡡㝤㕤㍥戱㜳摥㕣昶㔱㌱㘴㉥〶㌸㈷搵晡㡡㐴愰攲〷搵晥敥攲㔲㑦㌱〷㥢晢ㄱ㠷戸戲扣〱搲㥢㐶㤰㘱㤱㐱敤㍢㌱㘶㌳㙦㌵㘹㐶摦〶㜲攰㘵㐱捥㐲㔱㠵㔰㈶昸愰㤱㠵㠹敡晣ㅢ挸挶攲晦㐴㘲㜲㑢扡㌹戲摡户攳昱㤲㤴愲㝦㠳ㅤ扥㠹㙣〰晥㔵㉤愲戳㤶㜱㜳㝣攵㥥搷捥㤹昵愸㔸摥㐲㔷㡤昳攱ぢ昵㙦昱改㉤㘶㝣㡡攵ㄲ捡ㄹ㑤㌶戵搷づ晦〷づ戴捥慤",null,"㜸〱敤㕤㜹㝣ㄴ攵昹捦ㅢ戲㥢捣㈶㈱慢㐰ㄵ戵ㅡ㉥慢㐶㘳挲㈱愰愵㄰ㄲ㡥㘸挲ㄵ挰㝡挶㑤㌲㑢ㄶ昶㠸扢ㅢ㈰㕡㐵慡搴晢挲ㄳ㝦攲㔱㑦戴搵搲㙡戵摥㕡戵搶慡㔵敢㠵昵慥㌷㔵搱㙡敢㔹㝥摦敦㌳㌳㥢搹㥤㤹㑤㑡攱昳攳㡦摦㐰㥥㝤摦昷㌹摥昷晤㍥㌳敦扣昳扥捦捥ㄶ愸㠲㠲㠲捤㌸昸挹愳㠸㠹摤㕡㝡㔲㘹㍤㔶㕤㥦㠸㐶昵昶㜴㈴ㄱ㑦㔵搷㈵㤳愱㥥愶㐸㉡㍤〰〲晥搶〸昸㈹㕦㙢㉡㜲㥣㕥搲扡㔴㑦愶㈰攴㉢㈸㈸㈹搱ち挱摦搱晣ぢ㕡ㄹ㡤㕡㕡ㄱ〹愴ち㌴㍦㐹㌱㐹〹㠹㐶ㄲ㈰㈹㈵㈹㈳㈹㈷ㄹ㐸㔲㐱ㄲ㈴搹㠱㠴挶戵㐱㈴㠳㐱捡㠶㠰戴搴㑦㥤摤戶ㄸ㑤㙤㐹㈷㤲晡扥㤵ぢ㡤〶㑤ㅡ㕦㍤愶扡戶愶收㠰敡㥡㝤㉢敢扢愳改敥愴㍥㈹慥㜷愷㤳愱攸扥㤵㜳扡摢愲㤱昶㐳昴㥥昹㠹㈵㝡㝣㤲摥㔶㌳愶㉤㌴㜶㐲敤搸㜱攳挲ㄳ㈷㑥㈸晢ㅥっ㌷搷㑦㥤㤳搴挳愹慤㘴㜲㈷㥡㥣㕤㍦戵㝡㤶㥥摥㑡㈶㜷㠶挹㔹昵㔳ㅢㄲ戱㔰㈴扥㜵㙣晡攸慣㌱つ㝡㝢㠴㕥搵昵㘴㈴扥愸ㅡ㡤捥〲ㄹ戹昱搵搳㠱㜶㝢㈸㤵慥搷愳搱㜹㝡㤸づ㉤㡢ㄱ㌰㍤愹挷摢昵搴挰搸戴攵敤㝡搴㘴愷㑡㘲ぢ㐳挹㔹愱㤸㕥挴㐴㐵捣昰㔹㘳㠷ㅥ㑦㐷搲㍤攵戱〵㈹㝤㕥㈸扥㐸愷㠸㉦㌶愳㍢搲㔱㔴愴㡡㡡ち〶晣挰慤㌱攲㤸敡改挹昶晡捥㔰㌲㉤㌹扡慣搶㑤搶㜶㜶㐸挳戳㥡挵㌳愸㌲㐷㡢㑥㙡㠹挴づ搱㤳㜱㍤捡㑡攸扡慡ㅣ㈱挱挴㐰㍥〳㡥搵ㅢ晡㐵㤵㥡ㄷㄲ扢挲㕡戴愱㈴扢㠰昸㜷〵搹㘹㥥㥥づ㐵愲㤵㜳㤲㤱㜶㝤扦捡㜹ぢ挶㔶搶户㌴㔵㡥搶㜶愳搸昷㐱㔴搱㕢戸㌸敤㘶㜸㠱ㄴ戶㠶ち㕢摢ち㕢摢ぢ㕢㍢ち㕢昵挲搶㜰㘱敢愲挲搶捥挲搶㐸㘱敢攲挲搶㈵㤰戱㡥㤲攲攲㐲昳㘸扤㘵攷㑦㥢㔶㥦㌵晤愴捤㑤て㥣ㅢ㍡㙦愵攲昵㈸ㄷ收ㅥ㐸㘸㤵㈰晥㘱㈰㡥㘶㡤㤶㘶搵㙡挳㈹㌶〲㐴愹㔷搰㉣㌶慤㜵搱㥦ぢ摡敥ㅤ㌱敤㥣挹ㄷっ㥥㜰昵戴㡢ㄵ㉦㙦戱㌹㡡挲㝢㠲昸㝦〰攲戰㔹㉢㌶挷㘹㝢㔱㙣㙦㄰愵㕥㌰㙤㍥㜷挷敤戳摦㙢㕡㍤㜵摤愴搷挶愷㍥㉡㝣㐰㜱戴㄰㥢㔵ㄴ摥ㄷ挴扦ㅦ㠸挳愶〱㕦㡤㔶㑤戱晤㐱㤴㝡摡戴搹㜵昲㠴攷㔷㕤㜹㕤摤扡摤㕥㕦晣改捤㝢挷ㄴ捦㔵戱㔹㑢攱搱㈰晥㌱㈰づ㥢㐶摦㙢戴戱ㄴㅢ〷愲搴攳愶捤搲扦㑣㥤昵昵㈹㘷㑥㍢㜹昱㡤敤敦㕣㔹昸㠹攲㔸㈶㌶挷㔳㜸〲㠸㝦㈲㠸挳愶搱捥㌱摡㠱ㄴ㍢〸㐴愹㠷㑤㥢搷昷ㅣ晦挳㥡攷て㥣㜵搱㡡捦㝤㘳晣扢扦慣㌸㌴㡡捤㐹ㄴ晥ㄱ㠸㝦㌲㠸挳收ㄸ搳㐷㔳㈸㔶〷愲搴㝤愶捤戱て扤㔱㔷晥昵摣㘹㔷㝦㍡㘳㑡改㡦㙦㜹摢挷㤱㜶㥣摢戹㥣㝢㤹搴愵㔲摤戱㉥摥〰捣㑢㔸㐶敢㔸㐳㉡㍤㈷㤴㡣愵戶敥戵㡥㉢扤慦㡢扤㉥ㄵ摢昶ㄷ㍢㉡搹㉡ㄷ扢扦ㅥ㌰晢敢扢㔳改㐴㑣㙢愰㕢愶戱㘰㍡㐸㐵㑢㈸搶ㄵ搵㍢㉡搱㥢㌸〶ㄸ㙤〶搹㌳㐱㤴扡挳昴摡攲挰㜵㘳捡㑢搴㤴㉢づ昸㘳㔹攸㐷㕦㕥慣㜸攵换㤹㜰㌰㠵て〱昱㌷㠱㜸㥣〹㘳戴㘶㡡捤〲㔱㙡扤㘹昳昴㔳㝦㜹捥攰昱昵つ㉢愷ㅣ戶愲晣攲晡㘱㡡㜷㕡戱㌹㠷挲㜳㐱晣昳㐰㍣㙣㡥搳㕡㈸㌶ㅦ㐴愹㥢㑤㥢捦昶挴㌶慤㥥㌱㙤搶昵㐵㔷扣戰㘱挴ㅢつ㡡㌷㙥戱戹㤰挲㠷㠲昸㝦っ攲戰㘹㕣㔹愳戵挳㈸㜶㌸㠸㔲搷㤹㌶㤷扥昸搴捥㌵㘷㑦㙣戸㝥摤㡥㉢㈶搷愶㍦㔰㥣〷㠸捤㈳㈹㝣ㄴ㠸晦㘸㄰㠷㑤㘳㔴ㄹ慤戵㔲散ㄸ㄰愵慥㌴㙤戶て晡昶慢ぢち㕦慦扦敢昴换ㅥㅢ戶改攲㜹㡡搳ち戱搹㐶攱㜶㄰㝦〷㠸挳愶㜱㘵㡤搶㜴㡡㠵㐱㤴㕡㘳摡㝣攴戴㠷㥢敡摥㍤㜳收摡慦㉥㉦㔹ㄴ扤㝤愳攲㉣㐵㙣㜶㔲㌸〲攲㕦っ攲戰㘹㡣〰戵ㅡ㐷㙡㉤ち愲搴〵愶捤搴㈹㙡㘹㘲晦攷㥢搷㔷㥣㌱昰ㅦ㍦ㅣ㜶㤳攲愴㐷㙣挶㈹㥣〰昱㜷㠱㌸㙣ㅡ敤慣搱㡥愵㔸ㄲ㐴愹戳㑤㥢ぢ㥦㍥扡攲挷㈳㌷捦扡愶昹㠹ㄱ敦㡦㌸攸ㄶ挵㌹㤴搸㑣㔳戸ㅢ挴扦ㄴ挴㘱搳挰戳㔶㕢㐶戱攵㈰㑡㥤㙡摡昴扤㔴昷搳㡤㈵昷㑦晦捤㤸捤愳〶㕦晡摣户㡡㔳㌲戱㜹ㅣ㠵㡦〷昱晦〴挴㘱搳昰晢㌸敤〴㡡㥤〸愲搴㑡搳收㠶〵㑢㍦扦㜹摡晡挶㜵㠷っㅤ昶搷㝢扥慤㔲㥣攱㠹捤㤳㈸扣ㄲ挴晦㔳㄰て㥢㘳戵㤳㈹㜶ち㠸㔲挷㥢㌶て㔵挵㙢㡥戸㝢㜹搳ㅤㅢ㥦搹晢晥愷晣㘷㤷晤っ散戹收㡤戹㈱ㄹ㕡㠶搹㑤敦扣㘹㜴㜵つ晦昵㍤㕤挴㙣㌱㍣㉥㍣㍥㕣㕢摢㌱慥㈶㌴㈶攴攳慤扤扦昳ㄴ㜶慢㉣㝣㘸㈴摥㤱㔸㈶ㄳ㤷戲昰昴㐸㌴慤㈷㈵㔳ㄱ挶㠷㌱昹㤲㝣㜹㜸摡㜲㑣㔹摢㡤㌹捥攰㜰扤㥥挴戴㈱㥥敥改ㅤぢ㜷㥢ㅡ㑡改扤搹㉡搳昶搴㐴㜷扣㈳戵慢㍢戳㈵ㅤ㑡敢扢攴昲㝡㡤㌸搴㕡㌰ㄳ搴㔳搲愴摤㜳搵ㄶ㠶愲摤㝡摤昲㠸挱晥㝥づㅢ㜳挲㐴㥢㌷㜷㝡㔲㍦㌶挳㜵戴愸づ㑦㈰㑢挵戶愳㤷〶换㘸ㄷ挶搲㐴㑡㡦㑢昳慡㘲㜳㈲敤㑢昴㘴㡢捥攷ㄷ扤㐳扡㍡㠴㉣㜳㘲㕡㌵㍢捥愱㜷㤱摥㌱摣㕥㑡愰昵㜸㠷摥㠱昶㜶〱攵㥥昹愱戶愸晥扤㉣ㄱ愳㑥㌰㠶㘶ㄵ㑦㑦戴㜷愷敡ㄳ昱㜴㌲ㄱ捤收搴㜵㉣つ㘱㌲摣搱㥣攸搰㡢攴㈸㌰愸㉡ㄸ㌰㐰愹㠲扤摣敥挴戴㥤攲扣搳㜶㤲㜰㜶㥢㕦搸㜶ㄲ㔱搸㜵扥㥡戱㡣㠴敤㈴愳晣摥㜹㕢㘲㍦〹㈹㕤㤳㔷摡攵㈴愵搲捥搹ㄷ㕥昵㍣昸〷㝥㠸敡扣㉡ぢ㐷㝡㥢散㍤㉦晢㘸愹捤㉢㝣㕣愵㜴ㅥ搰挴㙣收摣摢戶挲㠵㠵㠳捣摥㑦㕢㡡㐷㥥㤹愱㜸㐷㔴㑦收㝤搸㔶㙣㤱㜶㉡挹㘹㈴愷㤳㥣㐱㜲㈶㠸㉦㡤㌱捥ㄳ㔱捥敥搵㜲搵攳㕢ㄶ改㐸㜷晡㍢昵挸愲㑥づ昷㜸㐸㉦㈹㈱摣㡥㐳㍢ㅢ㐵摡㌹㈴攷㠲〴〲〵晥昳㈸攴て攰㈸昰昱戹攵㍦㝦扡攲ㄲ㠰㈶て㜳㜸搴㑥昹㘲㜸㘶㑣つㄸ攰搶敢㤹愱㔴㘷㥡ㄷ㕣㕥愶㍣㐷㥤㑦愳慢㐱捡㉥〰㘹㥥愹㐷㜱戹㙥愵愷㜴ㅦ㥦扥晡㝣ㅥ攴ㅤ昴㝢戱㤶㥥㜸㝢㘷㌲ㄱ挷㌲㐸㐳㈸ㅤ慡㙢挷㐳㙦㑡㠵晣戱愶㐴㝤㜷摡ㅦ㥢ㄹ挱㐷㔹㙣㥥摥愵㠷搲昵ㄸ㡤搳攵戱㈶㍣㌰换㜰搹搸戱摣ㄷ㌳㥥㜵ㅢ昴㔴扢挶㠷攲㐶㡣㍥换晤㐸㘱㌸㉤㡢㜱㍣搱㤷愷㘹扡㌸㠶㈹㌷捥ㅡつ㐲㔵愲㘵愴愸㔹㉥㘵㤶㜶挰捣挱㐲㔰㤲㌶㉢愵㔲㘰㔸㉡攰〹㠲ㅢ㈵敥戰㐵㈶捤扤㔰ㄶ愴㈳搱㔴戵㠹㙥㜵㐳〲㉢㈶扡㉣〴ㄱ㜵扦ㅦ攷㤱㍦慦慦㜲慦㘷㍥㔵捦㙥㙦㌳捣愲㈹㌳㤲㠹敥㉥㑥戶户㤶ㅤ摡㉡搰㉥〴戹昲搳㥢づㅡ戵昶搶捤收攷ち㕣㈹㜲昸㉦〲搳㌱㝦戰ㅥ扣㜹扡㔳っㅦ㜲㘸㤷攰㈳愰㔱㐷㜳攷昹昸㤸敥㍡搰㝡㉣っ昰〱戹㉣〶ㄴ收㈷㜵㔹改㈸㤱㑣㑦㤷㕥ㅥ㍢㌴㤱㕣搲㤶㐸㉣攱㐹㌱㔰㜲愹㑥㕤㑦㜳昹愰搴㕣㉤㘱㕡㈹㌵㘰㐰搶愲㠰㙤㥤㠱ぢて晥晦〱㈹慦㡢㐶㉢㉤㡢㈹晦攵㈸ㅡ㠰ㅢ㡡㝦㉤ㄲ㔵㑤昵昵慤捤㝡㐷愴㍢搶㥣挰㥡㔹㘵捤昸晤㙡挶敤㌷扡愶㜶㜴㘵㤷慣㡢㠵昸搴㔷扤㍣㥡㡡愹㌶〰挲㘷晤昱换㥦㜸戹敢㡤㐷愶慦ぢ㝤㝦挳挶昴㌳昷慢㤰挹㜰㉣㉣㜰㍤㐱㤶㍡慥㐲㐲扢㥡攴攷㈴搷㤰㕣ぢ愲㡥㠰㉡㐷㉦愴戳て敤㝡攴戵ㅢ㐸㙥〴挱戸㈳挰ㅢ㐳㤰慡㐴ㄱ㠷㈱敤㈶㤲㥢㐱搴㜰㄰㕥戱〵摡㉦㐰㍣摤晥㑢㌰ㅤ㙥户ㄶ㌶ㅣ慥扤ㄵ搲〱㡤㍡㑥户ぢ㑦㡤〰㡦慥搷〸戵㐶㜰㌵〲慢づ㌶㌱㜱㠰搵㘸㠱㤵扢㘲挲㠵ㄲ〱敢㑥ㅡ昹ㅤ挹㕤㈴㜷㤳摣〳愲敡㍤挱扡㡦㌲昷㤳㍣〰㤲〳搶㥥㈸ㄲ戰ㅥ愲挰敦㐱搴㕥㈰〶㔸て㈳攵〹搶㈳㘰㍡挰戲㔶㙣ㅣ㘰晤〱搲〱㡤㍡㑥戰㠴愷戸扥攳〶搶㘸㉦戰㙡㑤㠶㘳㈹愸ち㤶〴慣愷㔹摤㌳㈴捦㤲晣㠵攴㌹㄰㔵攵〹搶ぢ㤴㜹㤱攴㈵㤰ㅣ戰昶㐵㤱㠰昵㌲〵晥ち愲慡㐱っ戰㕥㐱捡ㄳ慣㔷挱㜴㠰㘵㉤㐵㌹挰㝡ㅤ搲〱㡤㍡㑥戰㠴愷昶〷捦つ慣㕤扣挰ㅡ㙡㌲ㅣ㙢㕣戵戰㈴㘰扤捦敡㍥㈰昹㤰㘴㈳挹摦㐱搴㈰㑦戰㍥愶捣㈷㈴㥢㐰㜲挰ㅡ㡤㈲〱敢㌳ち晣〳㐴㡤〵㌱挰晡ㅣ㈹㑦戰扥〰搳〱㤶戵挶收〰敢㕦㤰づ㘸搴㜱㠲㈵㍣㌵づ㍣㌷戰ち扤挰㔲㈶挳戱㜸㌷ㅥ㤶〴慣〲摣ㄱ㌵摥㄰戵㐲㤲〱㈴摣ㄶ㔱摦晣摢㙢捣昲㔳愶㤸愴〴㈴〷慣〹㌰㉣㘰〵㈸㔰ち愲づ㐴㤱〱㔶ㄹ戲㥥㘰㤵㠳改〰换㕡㍣㜴㠰㔵〱改㠰㐶ㅤ㈷㔸挲㔳〷㜹㠰昵㈱㍡收㍡挰㝦㘰㌲ㅣ慢㤲㤳㉣戰㜶㘶㜵㐳㐹㜶㈱搹㤵㘴㌷㄰昵㌷㑦戰㜶愷捣ㅥ㈴㤵㈰㌹㘰㜱㠱㔳挰ㅡ㑥㠱ㄱ㈰㙡ち㡡っ戰㐶㈲敢〹搶㈸㌰ㅤ㘰㔹慢愲づ戰㝥〰改㠰㐶ㅤ㈷㔸挲㔳㜵愸搶敤捣㝡搶ぢ慣㘷㑣㠶㘳戹戵〱㤶昲慣っ㘴㉤㙡〶㈱㥢戵㌲攰㜸收㌵ㅥ〸晦晦挹㝥扢㝢戲捦㝥慡摦愷㡦㐷搹㥣攷㝡捦愷戸晦㝦㉥㜶摢㠴㌶㥥㡢㙢㜰昹慡㍦㝢づ㌴愳㜹㜵㡦㈱ㄹぢ搲㍢搰㘸〷ㄸ㔹㌵つㄷ㥢っ㌶攳㈹㌴〱挴㌷〳㐵昹㥦晤㜰戹㔶㐰愸㠸扢㈰攵戱〶㍤ㅣ挲挶戲㍣慦愹搰晦攵攳㕣ㄱ昶敥搱〳敢㔹㉥㝦㈷搰昶㥤搰〹㝦敥㡡㑦昶戶㈷㌶㘳㍢㘶攸昱昹㜸㌶㐹㔱㝣㙢㍤愵㙤㉤㍢㙣㤳㌶ㄱ㥤戶づ摦愳㌸ㄹ晡摦㈷㙡ㄶ㉦攵愳㜶㙢㙢㐱〹慤戱挴㝦㄰愸㘳㠷挶㜱〷㤹〴愹㠰㐶㔹攷ㅤ㐴㜸㙡㈶㡣㘵敥㈰晥愹㤰ㅣ㠰㤳挷㜸㑣戸挷敢㉥㜲户挹㜰㙣晦ㅣっ㙢㌲㍦㤹捥㉡㘷㤰捣㈴㘹㈴㌹ㄸ㐴摤敥㜹㈵㌴㔱愶㤹㘴ㄶ㐸敦㤵挰㘵ㅤ㜵〸っ换㔵㌰㠷〲㜳㐱㔴㌳㡡㡣㕢敥㍣㘴㍤㙦戹㉤㘰㝡摣㜲挷㌸㐱㔹〰改㠰㐶ㅤて㥥㥡㘵〷捣昶㑣㜵慤ㄷ㔸搷㤸っ挷扥搶ㅣぢ慣愳㔹㕤㉢挹㌱㈴㈱㤲㌶㄰戵搶ㄳ慣づ捡攸㈴㘱㤰ㅣ戰收㕡㘰㜵㔲㈰〲愲㕡㌲㘰㉤㐶搶ㄳ慣㈵㘰㝡㠰㌵捥〹㐸っ搲〱㡤㍡ㅥ㍣㌵摦〳慣戳扣挰㍡搳㘴㌸㌶散ㄶ㕡㘰㉤㘵㜵换㐸㤶㤳昴㤰ㅣ〷愲㔶㜹㠲昵ㄳ捡㥣㐰㜲㈲㐸づ㔸㠷㕡㘰㥤㐴㠱㤵㈰敡戰っ㔸㍦㐵搶ㄳ慣㤳挱㜴㠰㘵㙤ㄸ㍡㉥挵㔵㤰づ㘸搴㜱㠲㈵㍣㜵戸〷㔸㘹㉦戰㔲㈶挳戱ㄳ㜹愴〵搶㌹慣敥㕣愹㤳攴㝣㤲搵㈰㉡收〹搶㠵㤴戹㠸攴㘲㤰ㅣ戰㡥戲挰扡㤴〲㙢㐰㔴㙢〶慣换㤰昵〴敢㝦挰㜴㠰㘵敤㠴㍡挰㕡ぢ改㠰㐶ㅤ㈷㔸挲㔳挷愰摡捣戸㘵扢っ㡦昴〲敢〸㤳攱搸㘲㙤㠳㈵ㄹ戳慥㘷㜵㌷㤰摣㐸戲㡥攴㈶㄰戵挰ㄳ慣㕦㔰收㤷㈴户㠰攴㠰搵づ挳㌲㘶晤㡡〲敢㐱㤴㡥㈲㘳捣晡㌵戲㥥㘰晤〶㑣〷㔸搶ㄶ慦〳慣摢㈱ㅤ搰愸攳〴㑢㜸㉡散〱㔶㠳ㄷ㔸昵㈶挳戱㜷摣㘹㠱㜵ㅦ慢扢㥦攴〱㤲〷㐹ㅥ〲㔱㤳㍣挱㝡㤸㌲㡦㤰㍣ち㤲〳ㄶ户愱〵慣挷㈸昰㐷㄰戵㈴〳搶攳挸㝡㠲昵㈷㌰ㅤ㘰㔹㝢搷づ戰㥥㠴㜴㐰愳㡥ㄳ㉣攱㈹敥㜴扢㥤㔹晢㝡㠱㔵㘵㌲ㅣ㥢攲㜱ぢ慣ㄷ㔸摤㡢㈴㉦㤱㙣㈰㜹ㄹ㐴㡤昲〴敢ㄵ捡扣㑡昲ㅡ㐸づ㔸〹ぢ慣㌷㈸昰㈶㠸㍡㌶〳搶㕢挸㝡㠲昵㌷㌰ㅤ㘰㔹㥢昲づ戰摥㠱㜴㐰愳㡥ㄳ㉣攱愹愴〷㔸㠳扤挰ㅡ㘴㌲ㅣ扢晤㘹ぢ慣㡦㔹摤㈷㈴㥢㐸㍥㈵昹っ㐴㤵㝢㠲昵㌹㘵扥㈰昹㈷㐸づ㔸摤ㄶ㔸㕦㔲攰㉢㄰戵㉣〳搶搷挸㝡㠲昵つ㤸づ戰慣㘸〳〷㔸摦㐱㍡愰㔱挷〹㤶昰搴㜲て戰扥晤捥㘳㘹攳ㅢ㤳攱〸㘳㌸捥〲换㕦㠸敡㡡㐹㑡㐸ㄸ搸慡〵㐰搴ㄷ㔰㜵㕦扢㉥愳㑣㌹挹㐰㤰ㅣ戰㡥户挰㘲㔴慣戶〳㠸㍡㈱〳搶㡥挸㝡㠲㌵〸㑣〷㔸㔶ㄸ㠵〳慣㈱㤰づ㘸搴㜱㠲㈵㍣挵愰ぢ户换昰㙤㉦戰晥㘶㌲ㅣ昱ㄹ㈷挱㤲っ昰扢戳扡㍤㐸㉡㐹㠶㤱っ〷㔱慦㝡㠲㌵㤲㌲愳㐸昶〴挹〱㙢㈵っ换㤸戵ㄷ〵昶〶㔱㈷愳挸ㄸ攰昷㐱搶ㄳ慣㉡㌰㍤挰ㅡ敢〴㘴㍦㐸〷㌴敡㜸昰搴㈹愸搶つ慣㈷扣挰晡㤳挹挸つ㍣昱㥤ち㑢戹㍢㙣ㄲ㐲㥡搹㤲户㉤ちっ㠴戰㍦扣㈰ㅥ㐹愷㑡挳㜵摤改挴昴㐸ㅡ㑦㙤㘵㘱㄰㈴㐵㘵ㄷ搹扤戶㈹㔵㠵ㄷ㐶昴㘵㝣㕥摢挳挹㐲㜴慤ㄱ㡣挶摤愵摤㥤晣㠶挴慣㐴扡㈱㤲敡㡡㠶㝡㐶扡戰つ捥愱㥤㝡ㅣ攱ㄴ㐹㐴㔵昴㈵㤴攸敡搲㍢㕣摡搸㤲攸㑥戶敢㡤つ摢㐳㐰㠶㌲㜶㐱ぢ戰愱愶ㄴ㙥ㅡ摥慢㌶㌶摣戹㈹㕦㠸㑤㌸戵㘵晢昹晥〳㜰扡愹㤱〵摡㜸㝣㜲〳㔶㜱㝦ㅤㅢ散愷昵㜹㠲搸〲㍣㑡㈱ㅣ〸挳愹㐶㔹戹ㄹ㐱搴ㄸ㑦㐵㍡昴㠰㤹㙢㡥挴〷㥡挹搹摤改㉣㑥㘸昹㈰㤳㠳㝤挲搹㜱㌸扥㍤㤴散搸ㅥ㝣㠲㡥攱㌰ㅣ愲晣昸户㘵㌰ㅢ㘶ちち㌶㔹㕦㙥搸戴〲愳っ㜱㘶ㄴ㠵敢㤶㙤收㐲㐴挲ㄶㅢ挳昵㥥㜲㐲㥤㈹㉥㘱慥㔹て挵挵〳㉤改㡥〶㝤改㐰㤱搰㜱㙡㈳㥣㍤慡て捡捥捡ち㤱ㄶ慥㙢㑢㈵愲摤㘹㝤㘰㈶㈵㤷戸ㄶ㥥愷㐷戱攵扡㔴㉦换愴收戴愷ㄱ〹㤶戱挷ㄸ愶敤挷㍢㐰愴挸昴㤰ㄲㅦ昹昳㡣㙣搹㥤攰搵戳㠵ㅥ挵〴㈰㉣挷挷㤳搵㘵㙢㜸慣㥢㕣㘰㈵攸㕢㌸㤷搱㌱戹㑢㐰搹愳慣㍤㤰㠹㔷搱㈰㉢扥捥ㄸ摢㘴搸㉡戳捡ㄸ㐳㔴ㅥ㤶ㄱて㠱㠲っ㠳慥攰㘵ㄳ挵㔷㑣搲㤱昶㔰㌴摡㌳㌰摣ㄸ㙦㡦㜶㜷攸㑤愱㌶㍤㙡㡤搶㠹㘴㙣㍢昱ㄷ昷慥捣慢㈹て㉥㈶㈸㡤昸㕥㡦ㄵ㌶戵挵〳ㅣ搶㔲慤ㅢ㉡㙣ㄸ㙥㌹ㄳ㡤昸㡦㈳挶〲㔰摡戱㌷摥㔱扥ㅣ㠲㈱捤㔱挴戱㡣㘱㌵㤹愰㌳戹摡㙣㘲㑤㠹愶〴〲〲㍢㙣㐵㌳㈳㐶搱㜶㜳㑤挹攵攴昷晢户昴戶〲慣㜰㙣摡㙣㝥慥㌰㍦㈷㜳㙥挵ぢ㠳挱㕤戹〱㌹戶ぢ㐳敥昸㌲〰〶㈱㔸挱搱换㤸㉥捣㡦愴愳㝡㘹㔸昸㤲㉥攱攵㐰㌴㡢挳昳㍢ㄱ挴搲㔰ㅥ㥥㤱㡣㜴㐴㈳㜱㥤㔳て〴愸昲ぢ㌹㑤晡㈲㠴㔲捥㐹愴㈲㡣㈴㈹て捦㑦㠶攲愹㉥挶㌰戵昷散㤸㤵ㄳ㘷昹挲㔳㈳㜱㕣㍣㐶㥤㑣㔷㠴㕢㍡ㄳ换昰ㅤ戴敥㔸㝣㐶愸㉢戵㕤㌸㡡搷㤲㜱ㄸ愳㕦愱㉡㉣㔴㈵㠵㈵㕢㝡㡦挲ㄹづ㤳摣㑦㉦㈴㌱㕤㜵づ㔲㜹慥㔵㝡挹っ㘴攵戵捡㌶㘵㝤ㄵ挳㌵扡㉥昳〵㍥㡥扦摡㠱戸㐰换づ〲㘹㥣戱愰戱㌷晣昹扦昹挲㥣敦㕣ㄸ捥㜳ㄷ㤰戳㈲ㄳ㙡㌹〴挲〳㡤㌳㠵㘵㍣㜱㌴㜱㌸㜳戹㘷㕦㈰㉣㌲㍣ㄱ㜱攳愴㌸㤳搳ㄱㅤ㔷㠶敢ㅥ愳㉥㠲ち㌱摣づ㌴㌲㥣挳挵㐲搱㤴挹慢㑦挴㘲㈱㥥㔹㍣㉢㕢㌰㘴敢㈵㌲愱挶㐰愲㠵㐱攴昴㌳㡢㐲换㔱ㄴ㕡㉥㐵戸ㄳ㌳㝣㕡搲戴㤵㔸ㄴ㑡㐶搲㥤戱㐸㝢〹㌳っ㜱摥㉥㑥㐹㥣㐱㐵〰搳㍡攴扣挴散㌴㜷〳挸〸扡㠳户慢昱挰㐰攸攸㝤㥣戸㠵㜲晢㔶㕢ㄸ㥢㡡改慢挶改慣㌶〹挴㠷㍦ㄴ㤸搷㠸㙤摥㠵ㄲㄹ㠳㡡捥㠷㐰摥㠸挱㘲〸〴㥡ㄲ愱㡥改㠸㜷㑦㈴㡢捤㙦㜲㤶挰㠹ㅣ㍢㤲㐱〶㠹搶㈳㤲ㅡㄱ摡㑢㌱搱㑤㤶戰愰〵昱㤷㐵っ㉦昵ㅢ摥攲晤慥挰攷㉢㉤㜱慢慢搱戲㌵搲㡣㥡戳㝦捤戵搱㘱晦敦㜳㈷㘰〸㘵〷㌸㔷搰㝥挴捥㑥〶㔱慢㤱㘵㝦㜲〴愶㔰愰づ挴㜷㈱㤸戹搷㠳㘷㐴攵〰〸晢㘲㡣昴㉣㠹戱㍢㤸㔳昸ㄱ晦㠹㠸㔱㐰攲㉦㉤㘱挴愵㌶ㄵ㘶㥦㝣攲㠹㐹㐸ㄷ愸㑢㐰慣晡㜹〲㤸つ慣㘷晤つ㈰敡㉡ㄴ昲㤹搳㍦㡤㌹㍣㙦㑣挷愷敤㜹㐳㕤㡤㉣㥦㌹慣挳收㌱挳㕦敡攷㘰㜱戶捣㐱慡慦㤹㤷扡〶㜲㥣㝤㘱㜷ちㄵ挹昳戴㜵晢㔷搷愲㤸㔳〰攳昰扣㐹㈹㐶晦昱㐶㔵攰㍡㌰慡ㅢ挰攱攰愸㌵戲㑢㌷㈲挵㐱㠷㈷㈱晢愸ㅤ〲搲攷㐹愸㙥㠲㠶〵ㅣ戵㑤攰㥡㘸愱㤹㜶㙦㜶ㄷ㤸㐵㠱搹ㄴ㘰愴㈱扤慢捤㐱㉥攳㤰㕢㙤㙡㌶㠷捣愵摡㍣慡㌱挰㑦ㅣ搲挲ㅣㅣ㌲ㅦ㥦㜶㠷晣づ搹晣づ戹ぢㄲ晤㜶〸㈳〸つ㠷㉣㘰ㅢ戸㔲㤴㜱挸㍤挸昴挷㈱㡣㌰捣攳㤰晢挱ㄶ㠷ㅣ捡㉥㍤㠰㥣攵㄰昶㔱㍢っ愴㙦㠷㍣〴㌵ㄷ㠷ㅣ㑥ぢ㐷㠰愸摦扢ぢㅣ㐹㠱愳㈸昰㌰〴挴㈱㐷㈳㤷㜱挸ㅦ㙣㙡㌶㠷戴㔲敤ㄸ慡㍤つ〱㜱㐸㠸㌹㌸愴つ㥦㜶㠷㍣㠳㙣㝥㠷㍣ぢ㠹㝥㍢㠴㔱㡡㠶㐳摡搹㠶㉣㠷㍣〷㕥㝦ㅣ昲〲攴昲㌸攴㐵戰挵㈱㍡扢挴㐰㐷换㈱散愳戶〸愴㙦㠷扣っ㌵ㄷ㠷㜴搲㐲㠴㜶ㄹㅦ改㈲戰㤸〲㑢㈸昰ち〴挴㈱㔱攴㌲づ㜹摤愶㘶㜳㐸㡣㙡㜱慡扤て〱㜱㐸㠲㌹㌸愴ぢ㥦㜶㠷㝣㠰㙣㝥㠷㝣〸㠹㝥㍢㘴㈳㠴つ㠷ㅣ换㌶㘴㌹㠴〱㤲晤㜱挸挷㤰换攳㤰㑦挰ㄶ㠷愴搸愵㑤挸㔹づ㘱ㅦ戵㙥㤰扥ㅤ昲ㄹ搴㕣昰㕥㑡ぢ换㘸㤷㌱㤸㉥〲换㈹搰㐳㠱捦㈱㈰づ㌹づ戹㡣㐳晥㘵㔳戳㌹攴㜸慡晤㠴㙡ㅣ昸挵㈱㈷㌰〷㠷㥣㠸㑦扢㐳㜸户捦敦㤰㐲㐸昴摢㈱〳㈰㙣㌸㘴〵摢㤰攵㄰㍥挸昶挷㈱㝥挸攵㜱㐸㌱搸攲㤰㤵散㔲〹㜲㤶㐳搸㐷敤㘴㤰扥ㅤㄲ㠰㥡ぢ摥愷搰挲㉡摡㉤㜵ㄷ昸ㄹ〵㑥愵〰㈳㍦挵㈱愷㈱㤷㜱〸〳㌵㉤扢㌶㠷㥣㑥戵㌳愸戶㌳〴挴㈱㘷㌲〷㠷㥣㠵㑦扢㐳㠶㐲㈰扦㐳㜶㠱㐴扦ㅤ戲㉢㠴つ㠷㥣捤㌶㘴㌹㠴㠱㥥晤㜱挸敥㤰换攳㄰挶㠲㡡㐳捥㘵㤷㉡㤱戳ㅣ挲㍥㙡攷㠳昴敤㤰攱㔰戳㠰〳㈰搶㑤㝤㌵㉤㕣㐰扢㈳摣〵㉥愴挰㐵ㄴㄸ〹〱㜱挸挵挸㘵ㅣ挲㘰㔰换慥捤㈱㤷㔰敤㔲㄰ㅦ㠳搰晥㠳㘰扦㔲戴㑤换㉣搳换㥡㘱敦慡㝣㜹搸扥〸㍦㈸㙣慥挶摢搶摣㜳捡㘴慤ち捦㑤摢搱㡡㍡挱㌷㤷搳晦㡢㌵㜲㥣搱㑡收愰〸㔰ㅡつ㠴攵昴昱慦〱攰㠳っ戸㉡㠱㑤㍡ㄹ㘹敢收敡㠲搴挹攷攷㈲ㄲ㜳敥㍡〶㙡㜲㕡㕤〶㉤挵㄰㐰敢戴攲㐹慣㕤㑥攷攱㑦㙡愲㤶㝤愱ㄸ挲昲挰愲づ㐰ち晦昱攵づ㠸㔲㕡㌴ㄸ㉦㘸㥤ㄴ攴㥡㌳挸㉢挰搴慥〴㔱ㄳ摣〵慥愲挰搵㈰扥㠹㄰挸㝤㐲换づ扥挳㝥㠳〶搳㐵摣慤㈹攲户扣㑡昰㠵㈹昹㝡㤸㑦ㅥ㜲㑡㙤㕦敢昲ㅢ摦攸㉡㠱づ㔲戱㤴扦〵捦扡㝡㐷挰㠰㡡てㄵㅣ愶ぢぢ昱㉡㤵ㄲ㝦㙥㈸戲愳㕡㥡㘸搱㈵㐰㔰戹㍤㐰㘵㔶ㄲ㜶㐲晢晣㍦㐷㜷㜶攲〶ㄵ㉡㙦捤㝤慦〱㤱㐶挰晤㘶㝣挸ㄱ〸㘸搷㐲扥㐰扢づ㔴㑤戲愱㘴扢戶慥〷㑦扢㠱〲搳㈱㈰㠳摤㡤捣㘱戰㕢㠷㑦晢㘰挷㌰戸晣㠳摤㑣㐸昴㝢戰㘳㉣㥤㌱搸摤挴㌶㘴つ㜶〷㠳搷㥦挱㡥戱㜶㜹〶扢㘶戰攵慣晣〵扢挴㜰㍣敢慣㘴ㅦ戵㕢㐰晡㍥㉢ㄹ愹㘷㥤㝦挴搵㍣晦㙥愵㠵㕦搱㉥愳昸㕣〴搶㔳攰搷ㄴ㤸〷〱ㄹ散㝥㠳㕣㘶戰㕢㘰㔳戳㌹攴㌶慡摤㑥戵愳㈱㈰づ昹㉤㜳㜰挸ㅤ昸戴㍢㠴愱㜶昹ㅤ㜲っ㈴晡敤㤰㄰㠴つ㠷摣挹㌶㘴㌹愴つ扣晥㌸愴〳㜲㜹ㅣ愲㠳㉤づ戹㡢㕤ち㈳㘷㌹㠴㝤搴敥〱改摢㈱㥤㔰㜳挱晢㕥㕡戸㡦㜶ㄹ㈹攸㈲㜰㍦〵ㅥ愰挰㘲〸㠸㐳ㅥ㐴㉥攳㤰㤸㑤捤收㤰㠷愸昶㝢慡㉤㠵㠰㌸攴㘱收攰㤰㐷昰㘹㜷〸挳昹昲㍢㘴㌹㈴晡敤㤰ㅥ〸ㅢづ㜹㤴㙤挸㜲挸㜱攰昵挷㈱㡣ㄹ捣攳㤰ㄳ挰ㄶ㠷㍣挶㉥㥤㠸㥣攵㄰昶㔱㝢ㅣ愴㙦㠷㥣〴㌵ㄷ扣晦㐴ぢ㑦搰敥㑡㜷㠱㈷㈹昰ㄴ〵㝥ち〱㜱挸㥦㤱换㌸㘴㤵㑤捤收㤰愷愹昶っ搵ㄸㄶ㈸づ㜹㤶㌹㌸攴㉦昸戴㍢㠴㈱㠳昹ㅤ㜲ㅥ㈴晡敤㄰挶ㅤㅡづ㜹㡥㙤挸㜲挸㙡昰晡攳㄰挶㈵收㜱挸㐵㘰㡢㐳㕥㘰㤷㉥㐶捥㜲〸晢愸扤〴搲户㐳㉥㠵㥡㡢㐳㌶搰挲换戴扢挶㕤攰慦ㄴ㜸㠵〲㤷㐱㐰ㅣ昲㉡㜲ㄹ㠷慣戵愹搹ㅣ昲ㅡ搵㕥愷摡昵㄰㄰㠷扣挱ㅣㅣ昲㈶㍥敤づ㘱㔸㘲㝥㠷摣〸㠹㝥㍢㠴戱㡤㠶㐳摥㘲ㅢ戲ㅣ㜲ㄳ㜸晤㜱〸㘳ㅦ昳㌸攴㤷㘰㡢㐳摥㘶㤷ㄸㅥ㘹㌹㠴㝤搴摥〵改摢㈱扦㠲㥡㡢㐳摥愳㠵昷㘹㤷㔱㤵㉥〲ㅦ㔰攰㐳ち晣ㅡ〲攲㤰㡤挸㘵ㅣ挲戰㐸㑢捤收㤰扦㔳敤㈳慡摤〷〱㜱挸挷捣挱㈱㥦攰搳敥㄰㠶㍥收㜷挸〳㤰攸户㐳ㅥ㠴戰攱㤰㑤㙣㐳㤶㐳ㅥ〲慦㍦づ㜹ㄸ㜲㜹ㅣ昲〸搸攲㤰捦搸愵㐷㤱戳ㅣ挲㍥㙡㥦㠳昴敤㤰挷愰㘶〱〷㐰慣㥢晡ㄷ戴昰㑦摡㘵攴愶㡢挰扦㈸昰㈵〵ㅥ㠷㠰㌸攴㉢攴㌲づ㘱攸愵愵㘶㜳挸搷㔴晢㠶㙡㉦㐰㐰ㅣ昲㉤㜳㜰挸㜷昸戴㍢㠴攱㤵昹ㅤ昲ㄲ㈴晡敤㤰つ㄰㌶ㅣ昲㙦戶㈱换㈱㉦㠳搷ㅦ㠷㌰㠶㌳㡦㐳㕥〵㕢ㅣ挲户〷愹搷㤰戳ㅣ挲㍥㙡㠵㈸敤摢㈱㙦㐰捤〲捥收㄰㙣㉤攰ぢ愱戴晢愶扢〰摦㥦愸昹㈹昰ㄶ〴挴㈱挵挸㘵ㅣ挲昰㑥换慥捤㈱㈵㔴攳㡢㌲ㄵ挳㌴挵㈱〱收攰㤰㔲㝣摡ㅤ挲㄰捥晣づ搹〴㠹㝥㍢㠴㜱愰㠶㐳捡搸㠶㉣㠷㝣〶㕥㝦ㅣ挲㌸搱㍣づ㘱〴愹㌸㘴㈰扢昴㑦攴㉣㠷戰㡦㕡㄰愴㙦㠷㝣〹㌵ぢ㌸㥢㐳㜶愰㠵ㅤ㘹昷㉢㜷㠱㐱ㄴㄸ㑣㠱慦㈱㈰づㄹ㠲㕣挶㈱摦搹搴㙣づ昹ㅥ搵㜶愲㥡ㅦ㈷㡤㌸㘴㘷收攰㤰愱昸戴㍢愴ㄸ〲昹ㅤ㔲〲㠹㝥㍢㐴㠳戰攱㤰㕤搸㠶㉣㠷〴挰敢㡦㐳捡㈰㤷挷㈱攵㘰㡢㐳㜶㘳㤷〶㈲㘷㌹㠴㝤搴㜶〷改摢㈱㐱愸戹㌸㘴て㕡愸愴摤ㅤ摣〵㠶㔱㘰㌸〵㜶㠴㠰㌸㘴〴㜲ㄹ㠷っ戱愹搹ㅣ㌲㤲㙡愳愸戶㍢〴挴㈱㝢㌲〷㠷晣〰㥦㜶㠷散〱㠱晣づ愹㠴㐴扦ㅤ㌲っ挲㠶㐳昶㘲ㅢ戲ㅣ㌲ㅣ扣晥㌸㘴㈴攴昲㌸㘴ㄴ搸攲㤰㝤搸愵㍤㤱戳ㅣ挲㍥㙡晢㠲昴敤㤰扤愰收攲㤰晤㘸愱㥡㜶昷㜶ㄷ搸㥦〲㌵ㄴ搸〷〲攲㤰㕡攴㌲づ搹捦愶㘶㜳挸㘸慡㡤〱昱㡤㠷㐰晦㠲㈷㡢攱愸愰㉤愲㔵扥㕤戸㐳㜸㙥㜷㈸㡡㤷挰捥㐶㜰㔵㥡㐵摢挳搶㝡㤱ㄱ攲搶攷㠲㠹㜴攱㠸愳戸ㅣ㤲㡢㐱昶攲㡡搹㌷昹㌲攵㤶㠵挰〵㝣㑦㝣扢㜹㜳晦㙡挱愸㤶昳昵㐶㜸捡㔸搷昲㑤㠰扦昲㐴㤸攴㐴㠳搱搲愰摥㙤㜲㠶㍥㔴㐵戱晥搶㡦㐰㤳㜱愸㔳ㅤ㠸摡㘸㐳㍢㠰㌹㈴搸㄰摦㈴㤴收慥㠱㌹愲ㄴ攴㙣ぢ㌳㕥愱㈵摤ㄳ㐵㡣〸㤳㕣ㄳ㌳㔲摣㉡㐷戰㉢捡搰扣㐴ㄲ㕢〴㐵戹㕦愵捥攸昲慢搴愵㠳㜳㕥㐰㈶㙡攴ㅣ㠴搶昸晥〸㜰㍤昵戳昱愴づて晦〴㜴㘶㜰㜳愴㍤㤹㐸㈵挲改捡ㄶ㠴㌹㔵昲㤵㜴㘱〴扣搵昹晥〰㡢慥㜵戲㘳㐵㜱㜴挴户㤴摦㐰つ㉣㠹㈷㤶挵愵㌵扥ㄴ摦捣㈷㜸ㄵㄷ戳㥡〰敢攱㌱〲攰〵㝦㠴㠶昲〸㑥戶ㄲ㔳慣㐴㥤㤹愸㤸㡡〴戵晣㈲戹ㄵ㐹㤰攱〵昴㥥晦㐰搰ㅤ敡愷戶㘶扦挴搹㝦㄰㡡换㔰㉣㙢㤴昳昰ㄲ㍢晦て㔱㌲㄰㈵戶愸愵㘰㠳㘹㐵㥢〴愶扣㄰㔹㕥㡤慣愶愳㥣㐳㐹㐰㍤〰摣㜸慡㠳㙦㥣戲㙡〶捡㜹摡㙡㜵㈸㔳㡤㐸〹㐴㔳㤹㠳㄰〵搵㈱㈸攵㘹愵敥㠵㉡㥤㠹㐲㐴㈳㤲〷㘷愸扢㔱㐲㠷㘴〳摡〴〵ㅥ挱㘶㉢㌱换㑡捣㌶ㄳㄵ㜳㤰搸㌶㠰捥㠵㘵戶㑦㈳愰ㅡ攱搳㠸㔸㜰㥥㔵摥挸愲㑡㑡散〱愲收愳摣㠰攸㌶昴㈴ㅢ愲〵攰〹㐴捤搰㔱㠷㈲㈷㄰捤㘲づ扡昸挰㌷㌰㔱㉡㄰慤㠷扡ㄳ愲㕢㕤㈱㍡ㅣ㑡㍣㠲㐷㔸㠹㈳慤挴㔱㘶愲攲㘸㈴戶つ㐴慤戰捣戶攷㐲㜴㡣㔵扥〰㕣㜹搷戴㌶ち㘲慡つ攵〶㐴㌷㍡㈰攲挶扢㐰㜴ㄸ㐱搱㤱ㄳ㠸づ㘷づ扡慣㐶㉤㐲愹㐰㜴㥤㉢㐴搷戸㐲搴〹㈵ㅥ挱㠸㤵㔸㙣㈵㤶㤸㠹㡡㈸ㄲ摢〶愲ㄸ㉣戳敤戹㄰挵慤昲㄰戸昲敡㙣慤ち㘲慡ぢ攵〶㐴㤷㍢㈰㍡ㄶ㍣㠱㐸㈷㈸戲㙤㑤换㘱收㤰㘰㌵慡ㅢ㌲〲搱ㅡ㔷㠸㉥㜱㠵㘸㈹㤴㜸〴㤷㔹㠹攵㔶愲挷㑣㔴ㅣ㠷挴戶㠱攸㜸㔸㘶摢㜳㈱晡㠹㔵ㅥ〳㔷摥〴慥搵㐲㑣㥤㠸㜲〳愲昳ㅣ㄰慤〰㑦㈰㍡㤶愰慣㐴㑥捥愲㈴㜳搰㘵㌵㡡ㅢ挹〲搱搹慥㄰㥤改ち搱㈹㔰攲ㄱ㕣㘵㈵㝥㘶㈵㑥㌵ㄳㄵ愷㈱戱㙤㈰㍡ㅤ㤶搹昶㕣㠸捥戰捡㝢挰㤵ㄷ㥢㙢攳㈱愶捥㐲戹〱搱㈹づ㠸捥〶㑦㈰㍡㠱愰㥣㡢㥣㐰㜴㈲㜳搰㘵㌵敡㝣㤴ち㐴㉢㕤㈱㕡攱ち搱㙡㈸昱〸㜲㕢㔷ㄲㄷ㕡㠹㡢捣㐴挵挵㐸㙣ㅢ㠸㉥㠱㘵戶㍤ㄷ愲㑢慤昲㔵攰捡㝢摡㌵㠶改愹换㔰㉥ㅤ㍦捤摥昱换㔱㉡ㅤ㕦㘶敢戸晦っ㠸㜸捥㈴㔴户㉢ㅡ㙢㘱㠹㔳〹敤㉣搶㝢㌶㐸㜹㘱昰ち戳㔲晦㌹挸㡦慡㥦㕡㍦慦㜵攲攸〹ㄳ昵㡥戱ㄳ㐶㠷挶㡣ㅢ㕢㝢㐰㑤㕢戸㘶挲〱ㄳ㈷㠴昴㜰戸敤㠰㠹ㄳ挷〶慦戴ㅡ㝡㉥㜴㠲㔷㔹戹昳㤸扢摡捡㤱攷扢ㄶ戹㍥攷挴收㈶㈲㥢愶摡㔴扢敡㔰㝡㔱㜱戱攳ぢ㔶搹昳㘳㙣㈱捡㕣㕡㌶ㄶ晤愴扥㌸㝡㥤㝦扡㙢㈹ㄱ攵散户㜹〴㠹换〵㘸戲㜶㈱㐸㐰㕤㘷㜵攳㈲㘴㌹㌵攲㕦昰㝡㤴㈲敦昰攸つ㔶昹ㅡ㕡攰扢㘲攴㉤敥㙡ㅤ捡㡤㤳扥〳㙤换扥〱摦〴㥥㥣昴㙢愱愳㝥㠱㥣昸晥ち收㘰㠰搵愸㕢㔰㉡扥て搹㝣摦㍢㐷㘹㜵㜵昳慤㔰攲ㄱ晣㤵㤵㔸㙦㈵㝥㙤㈶㉡戸㤵户㙤㑥晡摢㘰㤹㙤捦㍤改㙦户捡慦〳㔷㕥㐹慦ㅤっ㌱㜵〷捡つ㠸㝥散㠰攸㑥昰〴愲㜵〴攵㉥攴〴愲㥢㤸㠳㉥慢㔱昷愰㔴㈰㕡攰ち㔱㡢㉢㐴昷㐲㠹㐷昰㍥㉢㜱扦㤵㜸挰㑣㔴㍣㠸挴戶㠱攸㈱㔸㘶摢㜳㈱攲㉥㥤㤴慦〷㤵㌷散㙢㜳㈰愶ㅥ㐱戹〱㔱㤳〳愲㐷挱ㄳ㠸㙥㠷㡥㝡っ㌹㠱攸户捣㐱㤷收搴攳㈸ㄵ㠸ㅡ㕤㈱㥡攱ちㄱ户扦㜸〴㥦戰ㄲ㑦㕡㠹愷捣㐴挵㥦㤱搸㌶㄰㍤つ换㙣㝢㉥㐴捦㔸攵昷㠲㉢㍦ㄸ愰㉤㠴㤸攲捥㤹〱搱ㄴ〷㐴捦㠱㈷㄰㍤㐸㔰㘴㘳㡡㤶ㅦ㘲づ〹㔶愳㕥㠲㡣㐰㌴挹ㄵ愲㠳㕣㈱攲㠶ㄴ㡦攰换㔶攲慦㔶攲ㄵ㌳㔱昱㉡ㄲ摢〶愲搷㘰㤹㙤捦㠵攸㜵慢晣㡦攰捡敦ㅦ㘸㐷㐲㑣扤㠹㜲〳愲戱づ㠸摥〲㑦㈰㝡㤲愰扣㡤㥣㥣㐵㑦㌱〷㕤㔶愳摥㐵愹㐰㔴敢ち搱晥慥㄰扤〷㈵ㅥ挱昷慤挴〷㔶攲㐳㌳㔱挱㉤愱㙤〳搱摦㘱㤹㙤捦㠵攸㈳慢晣㜹㜰戵㜶㑡戴㠱愸㑦㔰㙥㐰戴㤷〳愲㑤攰〹㐴ㅢ愰愳㍥㐳㑥㈰㝡㤹㌹攸攲〳㠱㤳㈸ㄵ㠸㐶戹㐲㌴挲ㄵ愲㉦愰挴㈳挸㡤ㅢ㐹晣换㑡㝣㘹㈶㉡戸㐹戳㙤㈰晡ㅡ㤶搹昶㕣㠸扥戱捡摦〴㔷㝥㥤㐲敢㠴㤸晡づ攵〶㐴扢㌹㈰晡㌷㜸〲搱㍢〲㡡㄰㈸扦㙢㈶昰㔱愰戸㥤㈲㄰つ㜵㠵㘸㈷㔷㠸戸㡤挲㈳挸慤ㄴ㐹昸慣㠴摦㑣㔴㜰摢㘴摢㐰挴捤ㄶ搶㤲ぢㄱ昷㕦愴晣㈳㔰昹戱つ㉤づ㌱挵ㅤㄸ〳愲愰〳㈲㙥㥡〸㐴㥦㈲愱〶㤲搰昲㘷㘶〲ㅦ〵㡡ㅢㅣ〲㔱戹㉢㐴愵慥㄰敤㐰㔵ㅣ㐱㙥㙥㐸㠲㍢ㄹ㤲攰㙥〶㡦㡡㈱㐸㙣ㅢ㠸戸晤挱㕡㜲㈱攲㡥㠸㤴㝦〵㉡扦ㅤ愲愵㈱愶㠶㈲㙢㐰㔴攴㠰㘸ㄷ昰〴愲敦㤰㔰戲攵㐰换晦㘶づ〹㝣㘰㑤ㅦ㔴㈰㔲慥㄰㙤晥挶㙤敤㠶㕢つ㍣㠲㤵㔶㘲㤸㤵攰晥〲㡦ち㙥㉤㙣ㅢ㠸戸㈱挱㕡㜲㈱ㅡ㘵㤵晢㌰晦㤵㥦㐲搱昸㕡ㄱ挵㕤ち〳愲㉦搱㥢散愹㈳㌷ㄶ〴㈲晥㑣㥥㤲㑤〰㕡づ㌰㠷〴慢㔱摣〴㄰㠸扥㠰扡㜳敤收ㅦ慥㄰敤㐷㔵ㅣ挱㙡㉢挱搵㝥㈹攱㡡㍦㡦㡡㕡㈴戶つ㐴摣㈲㘰㉤戹㄰㜱搷㐰捡㜷㈰㐴㉢㈹㜱ㄲ㠸ㅡ㠷㐲戹㝣〶愳摣㍡㠲㕣㌷㘶㕥ㅢ〲㕡㍥㐰㑤㐲摥敤愵ㅣ敦〱〱搷㌷搹扥㙢㌲ㅣ慦㉡慦㜳慤㡦㡢㡡㔲摦㙥㐶㝤㕣㠳㜳慢敦つ慦晡㕥户敡换㝤摢㜷戳㙢㝤戳慣晡㐶ㄸ昵㉤昰愸㙦㠳㔷㝤㉦㤹っ挷ぢ戳て㜳慤㡦换㕤搲扦㝤㡣晡㐲ㅥ昵㍤敢㔵摦㌳㈶挳昱捥㘹摤戵㍥慥ㅤ㐹㝤戵㐶㝤㌱㡦晡晥攴㔵摦攳㈶挳昱摡收㘳㕤敢攳㐲㡣搴㌷挱愸慦挷愳扥㠷扤敡晢扤挹㜰扣昹昸〴搷晡戸慡㈱昵㑤㌶敡㕢攵㔱摦扤㕥昵摤㘳㌲㜲㕦ㅥㅣ攴戲㠱㔸㥥㈶㤶㝤㝣捣㍦挸晢㉤㈵戶㐵昶㉡㙣攲㘴晤㤸捤㌴晣㌸㡤慣戳つ挰㔷㈵㡤㈰攲愲挲〳户捣ㄶㅦ搳昹㐵㘲晥昹敥㐲攳晦ぢ㍢扣摣㝢ㅦ摣㘹㤱ぢ摤摡っ㜴㔸㥤㡤敥戲换敡㑥搴挱㝡㤰挶户晦挰昲㜱㉤挲昵㡤〲戹扦㘲㘷晦戱㐷㍥昱て㠹㌵愶戰㌳㠱ㅦっ㤹㥦愸换晣攰攴づ搶㡥㐵㤵昵㘳㈵愳㝡㑢慣搷㜶㔸㙡戳㤳ㄹ㍤晣昸〶戶㙦挰愸攲㑦㥢っ改捤搹攲戳㜷敤㉤挵晢㔹昰收〸扤挳戲㤸挲慥㜵㔱攱〰挷挲㠸㝣㌳摦晡〹〹昹つ㌹㠶㜱敦㡣收敦敡昲戵搵愹㤱戴㐴㘵昳㕢搵㑡㍢〷挸昸て〱㐶愵㤳㐶㉥ㅣ㌹敥挰㤱㠷㡥慣慤昱摤〶昴㜲㔷㔲摣㙢挹㜶〸敢㤴ㄱ戹ㄹㄶ戵㔹昴ちㄷ㠵㘸㡥挵ㄵ㕣㘰挱晦摣扤愶㑤㤳㔱挶㘳㑡〵㔷㕦㐴攲㈸㌵㙣㜵㥤敦㡤ㄵ戹㉦㙦ち㕥〴㌶㕤愳捤㘶ㅤ㜳㐸收㤲捣㈳㘹㈱㤹て愲搶㐰慣㜷ㄸ㥥㡡敡㡤户愹摥㠸戶戸づ晢㌷㤸っ挷摢㔴搷挲㤲㜴㉡敢㌶挳㜵ㅡ搴㠳㙦ㅤ㠲攲㌶㜳㕤㔶㝤㤷㤳戳ㄶ㐴㕤敤㔵摦㔵㈶攳昴摣ㅦ摡㤳挵づ敡㘷搵挷㐵て愹慦捤愸㙦扤㐷㝤㤷㜹搵户挶㘴㌸摥改㜹㍢㉣㌹晢挷ㄵ〴愹㉦㘲搴㜷慦㐷㝤ㄷ㜸搵户摡㘴㌸㕥㡢昹愰㙢㝤㝣ㅣ㤷晡扡㡣晡昸昴摡敢扦㕥㍣捦昲慡敦㑣㤳攱㜸戳攴㤳慥昵㍤㘵搵户捣愸敦㜹㡦晡㔶㜹搵㜷㡡挹㜰扣㥣㜱㠳㙢㝤㝣㔰㤴晥㥤㘸搴昷愶㐷㝤㈷㝡搵㜷㠲挹㜰扣摦昰ㅤ搷晡昸搴㈵昵慤㌲敡晢挸愳扥㘵㕥昵㉤㌵ㄹ㡥㔷〴㝥敡㕡ㅦㅦ㘱愴扥戳㡣晡扥昲愸慦换慢扥㠴挹㜰扣㘵敦㍢搷晡昸㍣㈰昵㕤㘰搴挷改戳摢昹ㄲ昱慡慦搳㘴㌸㕥㔴㈷㤳㙡挷昵挷挹戵搴㜷㤹㔱ㅦ攷愲㙥昵戵㜹搵ㄷ㌲ㄹ戹敦㝡ぢ㕡㤷戹㡦ㄳ搶扥扥ㅥ㘶晢㘱扤ち戴搱ㄷ㘶㝣㐳㘹搸㈸收㥤㔶㕥攷ㄵ㤵攰㠰㌲扣㥦㈲㠹㥦戶㙢挲摢㔶昰㔶ち晣㐶戱戹〱㡦户戰昰づ㘱扤ㄷ㐱㤳ㅣ㤵晤攱搹㐹扣㈸愱㌸摣㤸挲㍢㕤㍡㑡昰㐳㔲㘹晣搴㘰㝣㝢㠸戰㐱戸㐶ㄱㄶㄸ㜰ㄸ慦慤㜰㡤㤴昸ㄹ搸戹敦㔱戰扤戸愶ㄷて敢挵㐵㠵㝣慤挵㤶挵搷㐸㘸㔷愱㙡㠵㕦㈵㔰㘰攳攸愱ㄲ㐳挰㉦㝥㘹㍦㠷㉦〳㑡摡换㉦愷㠹慣㄰㍣搲㠲㐵㔷㥢晡㐷扡敡㕦攷慤捦㜹扦㑤晦㌰㔷晤ㅢ扤昵㌹㡦户改㉦㜴搵扦搹㕢㥦昳㜲㥢㝥㡢慢晥㉤摥晡㥣㘷摢昴攷戸敡慦昷搶攷扣搹愶摦散慡㝦㥢户㍥㘷挷搴昷晦ㄶ挴晡㡡㘰㠷敤㉢㠲㐵慡搱戲㔹㜰㔲㐱慦㑦敦愴搲敦㐰〶攰摤散㜲换〴挹昲慤㡦ㄳ搱摣ㄳ㤳㜱㐷搳㜹㈶攴晣扡㕥㘹㈹捦㔶敢昰㜱愲㍡㍥㘷㠶㥤扤攵㘵㝣㐵㑦收㠷㔵㐶摡摣㌹㑢昱昶摤㍢㉤收㘶ㄸ㑢㝣㥣㠵つ捦㌱㘹㥦挶㘱㘰㔸ㄲ㕡挴挰〶捣㤳㔳つ㍤〸㌱㡡戴㤷㌵愶敡扢㘳摤挶㉢收㘰㐸ㄹ㤳扡㈲捥收昲捤㈷㌱ㅥㄷㄴ挷㕡㐳挹㘴愸愷㈴搶ㅡ搵攳㡢搲㥤㈵慤㑢㌱㜷挶搷㉥ㄱ捡㠷㥦㠰搳敥㠶ㄱ晣㤷㍦ㅦ㈷㜰戹ㄷ慢㘷㡦㌹攵㌳㝦散㑥㡢㑤㌳摦戵攳㤳㕦ぢ㉤㘱㥥㍦ㅢ敡㡢戵愴昵慥搲㤸〱づ〷㌴㈸愱㌲扣㈹换敦ㅦ㥢〳㠴㘷㑤㈶戶㔴㤷攸㍢挲㘹ㅣ搶㍣昵㑢昳㥣㜸挳㥣户㕡昹㉦㌷晢ㅡ㜰收㙣㔱㑤敥㉥㔴㥣摦ㄲ㈷昳㤸㘲㝣㝥戹昹捥摤㔷㙤㥣㝢攷㔳㡥〶愸㝡㌴㠰㡤愰㍤挵㠹㜱慦㜶㐹㐶晢搸㐹㠱ㄷ慦改㝡搲愹㍤搵慥捤ㄹ㜵慦㜶㌰愳㙤搴㝤愲㔳扢捥慥捤愹㜸慦昶攰扥戵愷搸戵攷㘷㘹敦㥣愳㝤㡥戳敥挹㜶㙤捥挹㙤㐳挴㈴昰㥣㐳昴挳㄰昲ㄸ愲㌹挷戶改ㅦ攸慡晦〷㙦㝤捥㤹㙤晡攳㕤昵ㅦ昷搶攷ㅣ搸愶㍦搶㔵晦㐹㙦㝤捥㘹㙤晡戵慥晡㑦㝢敢㜳㡥㙡搳慦㜶搵晦㡢户㍥攷㥣㌶晤㉡㔷晤ㄷ扣昵㌹㠷戴改敦攵慡扦挱㕢㥦㜳㐲㥢晥㈸㔷晤㔷扣昵㌹挷戳改て㜷搵㝦摤㔳摦挷扢㝦敥挸收㌹つ攱㤵扡㠵ㄱ戳㙦愲ㅥ挵愹〲㉢搴摥㘲㡥㌷㝥挹晤㡤㌹摥挶㈵昷㌶㜳扣㈹㑢敥ㅤ收㜸㡢㤵摣扢捣昱㠶㈹戹昷㤸攳慤㑥㜲敦㈳㔱挱㔱㥢慤㉣攱㤴㔳昱扡ㄱ摥〷㉣收㔵㈰戹て㤹攳㌹㉤戹㡤捣昱っ㤵摣摦㤹攳昹㈶戹㡦㤸攳搹㈳戹㡦㤹攳戹㈰戹㑦㤸愳㘷㈵户㠹㌹晡㐹㜲㥦㌲㐷搴㈵昷ㄹ㜳〲〰ㅡ㤵昵慣慣摥㈲换㔱㉡㠰㌸㑡〵ㄸ㐷愹〰攴㈸ㄵ愰ㅣ愵〲㤸愳㤴挰㐹ㅢ㍥㐷挲㍡㤴㐰收㤰ㄵ攸ㅣ愵〲愱愳㔴愰㜴㤴ち愴㡥㔲㠱搶㔱㉡㄰㍢㑡〵㙡㐷愹㐰敥㈸ㄵ攸㜳㑢㠳㔶㐷㑢晦ㄷㄹ㍦㝣㑤","㜸〱捤㕢〹㜴㕣搵㜹㥥㍢㥡㜹㥡㍢㤲慣〱㥢㈵㌶㡢㙣㙣㤶挸〸挹㤲㉣〹ち戶㌶ㅢㄵ㙦㔸挶㈶㈴㜴昲㌴昳㥥㌵㜸ㄶ㌱㙦㐶戶㐸㈸㥢㔹㥣戲敦愴愱㄰搶〴戳㠶㈵㤰戴㔰㘳㘸㈹㠵㥣㐲㤳㤰㐰㥡〰㈷㌴㘵挹㠹㐳㥢㤴昶ㅣ㜰扦敦扥㐵㙦ㄶ挹挶愱攷昰捣晣扡换晦晦昷摥敦扦昷晥晦扤敦ㄱ㄰㠱㐰㘰㌷ㅥ晥攵ㄳ㘲攲㤰攱〹慢㘰㘴㕡晡㜳改戴㤱㈸愴㜲㔹慢愵㌷㥦搷㈷㔶愴慣㐲つㄸ戴㜸ち昵㔶㌸㙥愵捥㌱㈲昱㜱㈳㙦㠱㈹ㅣ〸㐴㈲㌲㐸㉤捥㉦收㘶㈴愵㈴㡢㈵戸〲㔲〳愹慦〵ㄹ敥敦㕢㍤㜲ㄶㅡㄹ㉥攴昲挶挲愶昵戶慡ㄳ扢㕡摡㕢摡㕡㕢ㄷ户戴㉥㙣敡㉦愶ぢ挵扣㜱㘲搶㈸ㄶ昲㝡㝡㘱搳㥡攲㐸㍡㤵㌸挵㤸㔸㤷摢㘴㘴㑦㌴㐶㕡摢㐷昴㡥敥戶㡥捥㑥戳愷愷扢㍥〲挵㉢晢晢搶攴つ搳晡㡣㔴㑡慡㕣摤摦搷戲捡㈸㝣㐶㉡愳㔰戹慡扦㙦㈰㤷搱㔳搹捦㐶㘷㤸㌰㜷づㄸ㠹ㄴ敤㘱ㄸ昹㔴㜶㘳ぢ㍡㕤〲㌲㜲㕤㉤扤㤶㔵捣㡣搱戴晤㐶㍡扤搶㌰㠹㤹捣っ㔸㠵㌵㝡㍥㘳搵㘷〸㥥㤱㌷戲〹挳㥡㤱ㄹ摣㤲㌰搲づ愳ㄵ挹慣搷昳慢昴㡣ㄱ㘲愲㌱㘳摢㙦㈸㘹㘴ぢ愹挲㐴㐳收㌴换㔸慢㘷㌷ㅡ㘴〹㘷㤶ㄷ㔳㐹ㄱち攱扦㐰捤㔱搵㝡愶慣㠴晥㘴晡㐷昵㝣㐱攵搸㤷戶㙡扣扥愹愲㐶㔱搲㉦㑥愷愶㌲㈹㕡㙣㌸㤵㌹挵挸㘷㡤㌴ㅢ愱ㅤ㥢换㤸ㄴ㐰戶ㄹ㍣愴摣攱搰㐸愲捥㔹てㅣぢ㕢搱敡㐸晡㡢㔶㈱㤷㤱昵㐸换〶ㄶ捣〰愹㕤扢㘶㉣㥦㑡ㄸ戲㤱挵㌱㄰ㄱ晡ㅤ搶㤷㕦〵愵㠳㜱㍤ㄸㅦ〹挶ㄳ挱㜸㌲ㄸ㌷㠲㜱㌳ㄸ摦ㄸ㡣㡦〶攳愹㘰晣慣㘰㝣ㄳ㜸摣㈷㔲㕢ㅢ㜴㥥ㄳ㙦㌰㝦㜲昴换摦㕦㜹敢愳㍤扦ㅥ摣昶㐸㔶㜰㐹愹戵㐵愵㜲㈶挹㉣㄰敤〰㤰㜰㝦㉥㤳㘹㤱〷戲昰㈰㄰㈱晥〳㍤㘱㙦敥晡挵㠲㜷ㅦ扦㙥攳搲㡢㝦㍢㍡㜱搱攰慢㑦ち㉥捡㐹㌵戳㈹㌱〷㐴㍢〴㈴搴扢㌱摦㈲て㘵搹㘱㈰㐲扣攵㘸㔹戲㕤晥敦㙢㐷搶慥摡㌶挷晣昹晥㉦ㅤ昴㜵挱㔵㍤愹㘵㉥㈵收㠱㘸㐷㤰っ㘵㤳㐵慢㐵捥㘷改〲㄰㈱㕥㜷昴晣昸㡡㕦敤㍣昲昰㉢㝢㥦㜸散愵㜹敤扢㥡㕥慤㍦ち搵愷㍡㤸て攴昵捤㤸挵㤳敢㘳㔱㑢㉢晦敤㜹㕢挰慥㘰㜶㥡㕤㘶㕢㕢戲戳㔵㙦搷挳戴搴摥㑥㐱㕡慥摥摣㤰捡㈶㜳㥢搵㥣㍣愴㑦户㡣挹㈹摡散搴昵攵㡡搹愴㌵愷㝡攵㜰㐱㉦ㄸ戳换敢㈶㤵㔴㠸つ㘳挵ㅡ㤶㙡敦戰㜲戱昵㝡扡㘸昴㙥㐹搹搵㠷㤶㔵㘳扤收㐶愶慥㕤㤶㌷捥昶㙡㉢㝡搴㡢㍤㝥㕣改慥ㄸ愵㕤㘵昷慢愹㝦㌴㘷ㄹ㔹搵扤收捣㥡㔴㘲㤳㤱ㅦ㌶攸㈱㡣愴ㅡ敡〱慣㜲㌶㡤收搵㔹っㄴ摢㐰㜲㥥扦搴ㅣ摣㔲㌰戲㐹㈳㠹晥㡥ㄹ昹挲挴㍡㝤㈴㙤ㅣ㔸挲㘲户㠹㡡㉦㤴ㄴ㉦换㈵㡡㔶㝦㉥㕢挸攷搲愵㌵扤挹㜱ㅤㅢ㔵㜲㘵㉥㘹㘰㥦〹昱〹㠸㐰㑤㡤㄰㠱㉦㔶㕢散搴㙢戵㈸㐳昸㑣捣㙤攷攰搲㘹搷戲ㄶ愳挳㈸搲〶攷㘴㜰晥ㅥ㤴㈹扤㔴㜳捣搴㡣扥㌱搱㥤㤲晢攸愹戹㔵ㅦ㍤换晤晦㌲〷㠳㌳㥤搱て㡥㘳㌳㍦㔹捦㈶搳㐶㝥摡㘰㐰戰㐷昲㘸㤰昰㙢㔸捤㔳愲挷㙤㑡㙣ㄱㄳ攱捤愹㘴㘱㔴ㅢ㌵㔲ㅢ㐷ぢ㈸㐳挰㄰㠹㄰摡㡡㐷㝥ㄱ㐵戲㤹㘴㈱㐸㌴ㅡ搰㡥㈵㤳ㄶ㤵㉤㜶㍥捣㑤昷搳扢〹㠶㈴㔲戹㈵〴㄰㔶㌸戳㉣㤷户㙡㙡慡㡤昲㘴摤ㅡ㉤㜰㝡㑥㕢㐹㠷㈰㡦㈳㘹〵〹㜳摦摦愳ㄷ㈲㔳㠸捥戶㈱㌳㘰㤸㍡攲ㅢ戵扡㠵ㅥ捥搸㕥㜳挰戰ㄲ㤲敥ㄵ扢愶戱㐵㐳ち㡢扦㍥挳搹㙦㙣㈹っ攸〵扤㌶〳㐷つ㉢㐹㌰㌵㉢㈹㍢㐵挹〶㔵收㑡㐷㥤ㅣ㌴挴㔴搲愷愵㑥ㄵ搸㥡戰㜰戰㕥〲㌵づ㥤㝥㄰攸㍢㕤愹㔶㍥搱㑢ㅤ㉥攲㠰攴㜲㈳扢㙥㘲捣戰挸ㅥ搱愶㠵戲㝣㜹㔱搹敡挴挸㘹㠵㔴摡㙡㐱㑦㤷攷㜳挵戱捦㔲て㜵挹㌶㄰昷〹晦〸戳㜸敦挷挴㘰戹㜶㥣戶㠹挷〳ㄱ㙡㘳㠹搶捥㘲㌷㄰攰慣㠵搲摤昸愳ㅥ搹㠹㍦㔱㐹ㅥ㔹扤㉥㑣攷昳㘹㠲ㄴ㝡敦晡っ㤰㕡㤷㌷㔴搸ㄵ㔱ㄹ愰摥㤰搹㤰换㙦ㅡ挹攵㌶㜱㕥捤㔰㌹㙢搴㌰ちっ㘵敡㥣搰㑤㠵㘸㐲搴搴㤴〴㈹扥㤸㠷㐱㤰搶〳搲搰㥢㑥㌷戹ㅡ㉤敤㜸ㄴ搵㈰愸搲㑥㐰愲㜹㐵㝦㝦㝣愵㤱㑣ㄵ㌳㉢㜳〸收㥢㕡扢㡥㙤敤㍣㜶㔱㙢摢愲愶㌱ㄵ戰敢っ㌷㕢戶愴慤㡣㜸づ㠰㌰㄰㔹㔵㝢搷挴昸㈵攳㝤昷戶扦㍦㥡㍥改敤挳挴㑥愷愲㈲搰㘱㘸愳㐲慤㤳㤰㄰㍢挰挶つ〷改搲㐷㉥㐵㕥昶㤲昴㠱㘰摢㔰㈰㘳搷ㄸ戰戳㠲攱ㄱ㜷づ㌹㐸戲っ㐴㌰㐲㔲昱摡㜲㈴摣㐷㍣〹晤㥣づ捡愴㐳㈸㜶攲愹ち愳㥤㠲扡愸㈴㐷愵㐱㔵㥤㘰昴㐵愳㑡㠲㈸〹㥢㈴㘴攲㐱愸慦ち挳〳㑥㐵㐵愰挶搰㑣挱戰㡥昲摢挱㔶ㅤ㠶昵㙣㘳〳挹改㈰㍥ㄸ捥戰戳㠲攱㥤㠲攱换㘴晡ち㠸㘰㠸愷㘰㌸ㄳ〹昷ㄱ㜷愰つて㠶㌸㡡敤㜸戰〲〵ㅤ㔵㔱㐹㠶㑡ㄴ㔴㥤㘰昴㔸つ㠵㥢愷㐲攱㈶愷愲㈲搰㥣ぢ㑤ち㠵戳㤰㄰㌷㑣㠹㐲㥡扤挹㤰㘴㐱㝣㈸㡣搹㔹挱昰㔴愱㜰㌶㤹昲㈰㠲〱慡㐲挱㐲挲㝤挴攵㝥ㄴ㡡㈸㜶攳搹ちㅣ㌶愳㌲㉡挹㔲㠹㠳慡ㄳ㡣㝥慢攱㜰攱㔴㌸㕣攰㔴㤴〷捡㘱㍡摥㑦ㄱ攰搴戱㔳收晡㤴戱㤹㍢昲っㄳ㈷㌵晢㄰挳捤愱挱ㅣ挸慤捡ㄵ〶㔲搶㔸㕡㥦㤸㘹㍡㠹つ愳㐶ㄶ挱㕤ㅥ㌱㕥㔹㔹㙥㙣捣㐸㑡㜳㌸㔷捣㈷㡣愱㠱捦㐳昰㠷昱挱㠲㉡敥ぢち㍣晢ㄶ捦攰㘸㈲㌰㔹昰〴挲㡣㐲捡摤㤲㍡㉦晡㐲㐸㤵愴㐱ㅢ㈷ㄱ㕤㤷㉡愴㡤㍡㔳㠵㙦㉡ㅤ㌱㠱㈲㈲收㘴慤戹㙥ㄴ摢昴㐰㠳戹㍣㥦㑡愶㔳㔹㠳挶㤸㘵戳慥㌰㌶㈲㍡㕥㤳戳㔲摣㉢ㅢ捣㜵㜹㍤㙢㡤搱搱㈷㈶昶㉦挹愹㠸㈰㙣昶愵戲ㄶ㥡㔱㐷㔱愶ㅢ捤攱搱摣㘶㕣摣ㄴ㌳搹攵晡㤸昵戹戰ち㜷㔰晢㔱愶ㄱ㐱ㄱっ㡡㐸㌰戲慦昶搱捥㠷戶㤹昶愰㥢㌰㑦ぢ昹搴㐸㤱㠰愹㐶ㄶ㠱㠶㐸㤴つ〳攱㘶愴捡㕤扡捦㠴㘵昱㌸晢㕡㜲晢㔱㌵㌴昴㙥挳㔴晣㝢〱㘵㉥〴ㄹ㕡㝥摡搰攴㐹昵㑦戹挳ち㉦㠴扡扤㍥ㄷ昰戴㍦挳㥥㐱㍣㉢㜰㐲㘱㘱㘲㈲㌰㔷㍥㉢愳愶攲攱〴㥤㌱㤹㕣㠶搰戲摥㕣愱㡦ㄸ㘹㐴挴ㄹ扤㌰挳捥昰㘸㤲搱搳㤶㔳挷㉢〵㥤㌳㡥㤷㌵挳〹㍤㙤㐴捣摥㘲㈱户㌲㤵㤵㈶㠸㥡㤶㑥㤱扥〵㐵晡ㄶ㍢㜶㌵搷昲愴慣搲搴㤵摢愸攷㔳㠵搱㑣㉡ㄱ㘱㠶愷搹捦挵㔴挵昶挱戳㡡晢戸㕢㐹㜹㌰㙣㠷愴戰㜶ぢ捥㡦㠴㡥搶挷㠴づちつ晦挴㍥ㅥ愴戰昱㈸㥦㈱户㐲㕢㌸〸挲㥤㐸㍤扢摣ㅢ摡㕤攷愱㐴敤㑤㠲攷㈰㔶换㡢㐱挸捤㕦攸㌸㤰㘹愳㙣ㅥ㔸愲㉢㜲㝡㜲㤹㥥㐰㥣㔶敢㕣戹㐶㘰㕡敥㌴昹ㄸ捦㍤晤㌸㑡攳㠸㍥㥥㑡ㅡ昹〸ぢ㠶㜱搳ㅢ攲㠹㐹戳㙤㠸挸慦㈶㄰づ搷㐵慡戵㌵攴敡㥡敦㐴㤱晥㥢攴愱ち晤ㅦ㥣摡扤㠴〳㠹㐶㤵㠷扡〴㐹㜹㈹㠸㘸〵攱㜸捡ㄸ㉥㈳挳㌶㤰㌰㘳昷㜲摢㤴ㅥ㐱㥣㠳㑡㠸㉥㉥挴挳㔱〴〷〹㜵慡ち慢㠱搴昹㑥㐳㥡㝤㄰㡡戸户愰摡㌰㘶戹㤱㡣摡㍢つ㑦㕤㌴㐷㌰㠸慢捣㠸㔶㝥㤳㔴搱㉣㤴㘵㠶つ㜵㑣ㄲ搵㐰昲昶㄰㥥ㅢ戴㙦㠰㌴㜲㈵愱昱昸㔴㘷㠷㘸㔴㕥づ扥㠰扣〲㐴昰㈰攱愲挳㈳㠰〳摦㤵㘴戸㡡っっ㤵ㄹ㈲昸ㅣ㥡㔸㡡㉣㥤㕡㐰扢ㅡ㘴㙦㌷㔱搱ぢ㘶㙥愴昲ㅡ㄰搱〷挲つ捡㥢戰搷㈱扤攷〹换㄰㕣㑤搸敢㤱㜰㈷慣㘰ㅣ敥づ挳㌷ぢ㙥㐰戱扣㤱ㄲ㡣搱慢㌰摣㐴㠶㥢挹挰戰㥤㌳㐱扢〵愴挱〵搱扥晤㉣㡦捦〰攱㕦㠳㉢㈰扦〵㈲㑥〱㜱㔵㜳摤㍢㄰摥㑡㠶扦㈱〳挳散㜲〸ㄹ㕢摢㄰摥㠶搴㕥㐳挸㘸㕣㐱㜸㍢ㄲ㠲㘱㜹〹㠴㜷愰㘰捦㄰㌲㝣㔷㄰摥㠹㠴〷㈱㘳㜸㜷ㄸ㍥〸敦㐲戱扣㥢ㄲ㡣敦慢㌰摣㐳㠶㝢挹挰㤰㕦㐱昸ㅤ㈴敡㕤〸搵捤㙦ㄵ〴敦〳㔳㐰㙥〷ㄱ㍡㠸慢搹㠷攰晤㘴㜸㠰っ㘷㠱㤴㈳㤸㐶㤹㡤攰㠳㐸敤㌵㠲ㄹ㌰㉢〴ㅦ㐲㐲搰摢㤷㈰昸〸ち昶㡣攰ㄸ㘵昱㤳摦〳昱㄰㍣ㅢㄹ㜷ㄸ扣挲㜶㈶挲愳㘴㝣っ㐴昰㙣㔰㠵攱㜱㌲㍣㐱〶ㅥㄷㄴ㠲摦㐷㘲㠶㡢愰㜳敢㕤〵挳愷挰ㄶ㤰㍦〰ㄱ㍣ㄶ戸扡㝤ㄸ晥㤰っ㝦㑢㠶ぢ㐸㤸晢㍢㈷挱㉥㠶户㠲㤴㙦㝥ㄵ㡥㐹改㌳改愲㠶ぢㄳ㘹㠴〵㑣㜲㌳戴㔳摣搶愳慡っ㕢㜴㉥㡦搷㝦愱昲㑢㍣㑦昶㈸戴㔷㌷慢散㠲㔴㠹戱收㐲㜶愹て㈷㤵㈹攵㌹㠲挹摢ㄲ捡昰搱㥥〱㤹戵㌲㤵挸攷慣㥣㔹㘸ㅡ㐶挴摢挴ぢ㘷㌳㄰㘸敤つ㉦㠵挶慡㙤㜲㘰愱㉣〶ㄲㅥ攷〵㑣㜴㔳㌶户㌹慢㝡ㄳ戶㜸敦慥昰慡慤㘵㌳㔱晣搴㜳〴㔰㡣搱㕢㔲㔸敥㈰㜹ㄶ愴㈱ㄸ愳捦愱㠴戶ㄳ㘴㐱㝦㕦晦摡戸搹㘳昴㈴扢ㄷ㉤㑡㜶㈷昴㡥㡥㡥昶㥥捥挵㕤㕤敤㐹搳㘸㙢㙤㕦㍣㤲攸㡡㕤敡挸挸攷㤰㠸㕤收收㥥㘷㡥摥㐹昵㠰㜵攱换㐱昶搶㕦戰㙢㘲㐴㈴㐴㔲ㄸ愱摡㕡戱愰散㜲戸挲捦㜸户㙢㥡㐶㑦ㄲ敥〱㘲㝢㈷挴づ㑥ㅡ㠴挲㍣挵挸ㄷ㐸晥〹㈴㉡慥〰㔵挳㜸ㄱ㠹㍡攷ㄷ愳㠷攱っ搴晥ㄹ㘴扦晥扥㜸改㉢㐰敤㈵ㄴ搷愳㔸㌹㔸扣㕢戴戴㤷㔱㌲〳㈵扥㘰㍢㜶ㄵ捡愸㐵晥㠸愴㠱愴ㅥ㐴㕣㐳挲摣㉢㑥㠲㑣㠲ㅥ㘶㉢ㄳ㉤ㄸㅥ愷ㄹ搲〱敤㕦㐱愶㥣㍢㘲㈱搸㌸㝦㑡敤㑦攷㐳㤰攵㑦㐸㝥ち〲晢搳摢戰㔱敤㌵㄰摢晥㐹㤸扢慢㕤㙦㌳昵㐵㡢㍢ㄶ㈷昴敥捥昶捥慥敥㤱㌶㍤搹搳㤹㘸㌵㕢㘳捡㌹㠱㕤晥っ㈴㜶ㄳ㠸敡昶捦㤹㔳㝥挹慤ㄳ昴㌸㥣〳㘲〱㝡㐳晢㈸㥣㝦挱晡㝦〳㠹ち攵㡣㤸晤㈵〸㍢挷㕦㡣㙥㐸㈱㐴㥣㈵㔱㤵〴㌲㐶捦愴捡摦㘶搱㉣㤲㤹㈰攲㜶ㄲ收摥㜱ㄲち戹㍢㤰搹捡㠲搹㘸搸㐵㑥ㄲ㌹㉥㌰㜱㌰㑡㉢㐱扡ㄳ㤵散㠳㝣㤷攴㍤㄰㠰㜴ㄷ晥㈸㤰摥㐷挲〶㈹搱摤搹搱㥤㌴捣㡥㉥㠰㌴搲㥥搴㝢ㄶ㈵㝡㤲㈳摤㐹扤搳㌴ㄷ改㡢㘲捡晤㔰挷〷㈰㌱㍡ㅣ搵挳摦㌲㜷慦㥢㘳㥤戸て㐴㠱戴㥦ㅦ愴㕤㈸㤵扦〷㠹㡡敤攴㘲昶㐳㄰㜶㡥扦搸晤㈰搵㐰㝡挰㉤晦㈳ㄲ敡㙤愶攴攵㤹㜸㠸㠴㐵晦攳㈴ㄴ㐸㡦㈰戳㤵〵㕡㔵㤰㐲㔵㐱愲〷㘱ㅦ攴挷㈴㥦㠰〰愴㐷昱㐷㠱挴ㄹ㙡㠳搴㘳戶昵㡣㜴户昵㈴摡扢捣㡥㥥挵慤摤摤㝡搲〴㕡〹㙥㌰扡摥ㄱ㔳ㅥ㠶㍡㈸ㄹ愳㑦㔱㍤㘴戴ㄹ㔳捥挵慤ㄳ昴ㅡち愴㡦㍦昱捤㈴㝥戵㈱挳㈰㔱愱ㅣち搹㌵㘴㍤㤰攸㑡慡㠱㐴敦愲捡愳搴㌰㡦㜲㜳㐱㘲昴㌳㙡㘴つ㈸㙦愸〹敦㐰晥㠴戲㡤愸晡ㄹ扡戹晣〵摦㈰㕥搸㑤〴㈱㕦㠳搳㠳ㅤ㜳㠷㠲挷敦㥢㉥㙥㜵ㄱ愸攲㉦晣㈱㄰昸ㄳ昴㘰㘰扥捤㡦ㅡて挷㑦㌶愲㕣㍣㡢ㄴ㠷㉣㜶愱つ戶愳㌰摡て㔵攱攷㔰摣㕡慤昷搳㝤㥢愰㐱攸㠰捣㤰㠵扤㄰摦户慣换昵㝡ㅦ㐸散攷敥㤱捤敥㉢愹〵㤳㈵扤㈳ㄶ㉥㜲ち㠶㉢戶㍡敦挹攱ㄵて㥣ㅥ㉡㥡昹〲敢㠰挹㥣敦㌸㌳㘷戲㜴㈸㙢攱㘵慢㤱㜴㌵㕡㠸摣㐳挱㥡ち攷愲㙣敡㝥ち愱㉥㤵㜸敡攱晥㌹愷捡㐹慥㉦㔵㔰㠷㤸㕡㐲㈵㜷㠲㙡㌳㠱㔱摤㠹昳搷捣敦㍥㝥晥愹昳摢㝡挲ㅦ〰扤㜲㙦㔴扤ㄵ㐸晡っ挲㌶㔹㈲て〰㤵〷㠲〸㍡㔶慡㘳㜱㈳㥤ㄴ慤㐲㘸㝤捦慥㈵㑥㘶㘹㈳㍤㤸攲㌸㔳捣扤戶㌷晣收㜹户晤晥扥ㄳㄶ摣晡搰㙥攷敦㜹戱ㄷ挱㔱㠷㥦㍣㠸㙤ㅣ㑣昲〵㤲搹㈴㜳㐸づ㈱㌹㤴攴㌰㤲挳㐹㥡㐸收㠲〸㍡㉥戵㤳昷㔰挹昱㈴㈷㠰㠸㌷搰挹慡搷晡慦㍢ㄵ攵㙦㌷㘲㜴㜵㙡扤ㅤ〵扤つ㌵㠲慥㘹〷㔵晤っㄲ㥣㠰㙡㙥ㅥ挳㐶改戰㔴搵㑦㥤㉡㌵㌷㥢㔹㐵㍦挴昹㈹㈴扤㤸㜶㉣捡㘰㡢ㄵ戴挵捡昹㙤㙤攲㔵㐸戸〰捡攳㔰㉢㕢㈹㐶㠷攵ㄶ㌷搲㈹㑤㡦㉢㍤搶昴戸扡㑥㑣戶戱㡤㐵㈴敤㈴ㅤ㙣敤㙤㠸㔷〳敤〵㜴慥㉡㘸晦攸㔴㤴扦ぢ㠹搱换㈹搰㡥㠷㕥㠰㐶㔷戵〳㍦昱扣㠳㡣〲敤捦搸攸㝢㙥搵㑥愷㑡㠱㜶ㄲ慢攸㝢㙣搰攸搵戴愵㈸〳㘸慢〸摡㙡㠲昶っ㈴㕣㜴㘴ㅦ㙡㘵㍦挵攸挰摣攲㐶㍡愹改㐱愳〷㥢ㅥ㌴搷愹挹〱戶㌱㐸戲㡣㘴㌹㕢愳て慢〶摡攳づ㌶ㄵ敦搱ㅥ㜳㉡捡㕦㥤挴攸昵ㄴ㘸㉢愱ㄷ愰搱㜵敤挰㑦㝣捦㐱㐶㠱戶㥡㡤搲愱愹慡㠷㥤㉡〵摡愹慣攲搲戴㐱摢つ㈶㙤ㄸ㔹㠰昶攷〴敤ㄴ㠲㜶㍦㈴㕣㜴攴㘹愸㤵敢㈹㐶㠷收ㄶ㌷搲㘹㑤てㅡ㍤摡昴愰㘹攰㔰愳搹㠰㠴㍣㥤攴㑢㈴㘷㠰〸晡戴㙡愰摤攱㘰㔳〱摡户㥤㡡㡡昷㉣昴㠲㝢㝡捦攲晢㜶愷ㄱ㤸㠴㑤ㅥ戲敡㑣扢㤸㡥ぢ挷慣㔴㍡慤㑥㈸昵戸ㄷ捤攳敢㤹ㄵ戸晤挷㙤㈸扥㔰㜳㈲㘸扣ㄵ攰㠶敢摥扣㐹㤵愳戰㘶慥捥攳㉡慥搶ㅣ戲昰搶㈶ㄹ挱摢晦㐲〱㕦戵㝤ㅥ㉥㑤㜱㘶っ搱挱挳㔸晣攲㈶㔸昵戸挶㜳搸㌴昷搹㤳㜸戸ㅦ挵〴㜹㥤扡㙦㉦㜰戴慦挲㕥敥慤㐲搲昷㝥㈰㈴㙥㠳㠹敤㘸昷晣〰愷㉥㥥㘰㐰㡥㠰㕦㑢㠰昰㙤㌶攷㌶愷㌸㙥㡡㡥㐵㐲ㄱ㝣搷㠱搲昲㠱昱昰扣㡣㈳㉦晢慣愵慥㡥愳㜵㥦㌰攳㠶慥戲㤰愱昴ㄴ㘷㕦㌰㉡㜷摤㙣愷㥤换㐳㡢㝤㈹㍤愲戱㈴㑣愷㌸慦㑣愵摦慢㘲㘲㙤搲㌷ㅡ散㥢ㅣ戲〶㈶㜰㑥㑥㈵敡㠷慣晥㘲愶㤸挶㝢昸㜱㠳慢搱昶戱㈱㍡搷改摣㍢㤷㘰㙤㈶慥昳ぢ攰㐸㈶㥥㌶戲ㅢぢ愳摥㔷扦㜰晥昸㠶㐷昲扣捤㤵挸㕦㤸晥戴摣搸㔳㡥㤸ㅥ摣昹挲㐵㘶〶㥤㜷〴㘱昵㐱㕢㠴㜹㝥搹ㄶ捥っㄷ㡣戱扡㡣つづㄷ〴㠴搰㤸挶愷愳っ㠸㈹㕢㜲戰愵戸晡ㅣ㐵㉡㈵㝥昲搱敥㙦摥挲攷愹㈵㜶改㐷捥ㅣ昹㘸㜷昸㥢㤸㌹晢搴ㄲ戰愸㘲㐲挱㜰㠳㌸扤㌱㙦㐹昰㠹㘵慦㜸つ㑥搵〱㜱ぢ㍡挰㑥㔰㥦㘰㥣愲愲㤶㈳收捤昹昲㥤慦㜹搲㌷㑦搱㝤㜱戳㕦㥡〱づ愵晦㙡挹㌱昷㕣㝢挵㉦㍤改㙦㑤㈵㝤㤳㕦㥡㤱ㄱ愵㘳㐳㠷ㄵ㍦晡昷户㍣改㈹摢扥搱㉦捤㤰㡡搲敢㑦㍥晢て㍦扣晢搷㝢㤶扥挱㉦捤㔸㡣搲㈷㈷㉦㝤敦攱散㙦昶㉣㝤扤㕦㥡㐱ㅣ愵ㅦ改扥戱敦㙢搷扦敦㐹摦㍥搵戸慦昳㑢㌳晡愳昴晣㥢て扤敦㠸愷㝥攷㐹㑦㌹敥㙢晤搲㑤㡥昴挵扦挹㕣㜴搳㤵ㅦ㝡搲㔷慢戶扦敢攵摤㠹㈷慥昱㑢㌳摥㘴摢戳㘳挱挴戶晤晥摢攳戶㝢㕥㐵晡㙡扦戴㡡㉡㈱慤㥤つ㔲㝤㘳扣ㄲ晣㤵ㅢ㈳昷ㅦ慤〰㌲攵挶㈸ㄸ㤴㜲㜳㜴ㅦ挱㔰㤴㕢ㅥ换〴愳㑣㙥㔶㠸ㄸㄸ㙢㜲慢㤱攳㈰敥㔶㈱摡㤰攱挰戶摦昳晡㘳晢晦挵㤳摥挰㍥昹昱㤶㜷㡦㙣晢ㄷ㉦㙦慢晦㘸户搸收ㅦㄸ㘳㑢㑡㡦扣㝥摣㜷摦㌹㜷㜲搵摥㝦挸ㄹ挹ㄳ㝥㌵戹㉣㍣改换晣搲っ㑡㈹㍤㌸晢㍢㙦扤晤晣搳㕥㕢㑦晣攷挷㘸晤ㅦ扣扣㈷㝤愹㕦㥡搱㉣愵敦扥慣㜰收敤晢敦昴戸晦㜸昴㔷慥㝡昶て㉦㜸㜹㑦晡ㄲ扦戴㡡㔹㈱慤㝤つ愴扡㐹戶㠲扦搲㈴攷㠲㕦搲㈴ち㘰㤰ㄲ㍦㈵ㄸ敥㤶㤸㠳㐱慥㘷づ挶慦㡥㌹ㄸ挵㉡㜳㥣㡦㠴㘷づ〶㥦ㅣ搴摣敤㡦摦㈱摥㝣搴ㅢ挴㕢攷捣㝡㜰昹㕢慦㝡㜹㙦㔰攷昹〷挵愸㤵搲㈷㉦㜹晡㠳㉦㥤晢戸挷摤ㄶ愱㐱摥昰昲㥥昴㕦晡愵ㄹ敥㔲晡搱摢㡣㔷ㄶ㡡挹愹昰㝣搳挳昹搱㙢㕥慥㤴㍥搷㉦捤㌸㤹搲敦ㄷ晡慥晥慦㔵㍦昰戸㌹ㄱ㔶㕦㜱慦㤷昷摡晥扡㕦㕡㐵挳㤰搶㉥〶愹㙥㡥㜳挰㕦㘹㡥㑢挱㍦㡤㌹㔶愳扡挴ㅣ愷愲挰㌳〷㈳㘳挷ㅣ敢㤱㔴收昸〶ㄲ㥥㌹㌶㈰挳㐱㤵㥢攳攵㤷昸扣㔹㌹愸愲㝦㔰㡣㠷㈹㕤㙥㡥ㄵ㕤摢㝡扦晡㑥㤵戵㔵昰㑢㌳㤰愶㜴戹㌹㑥敦㜹散㠵昱愷㥦愹㙣摢昲㑢㌳〲愷㜴戹㌹昶扦攸敦㕦晣昶攰ㄳ㤵搲㜹㥦㜴㤸〱㔹㜹〰攱扢㙦㉡㡤ㄶ挱ぢ㤳㜹晦慦㔲ㅦ扥㈵㘸㑥昳晦㔴㥡昶慤㉢㙦㝣攴㔵㤰㙤㘴攸㐲ㅤㄱ挶敤㠲㕢ㅥ㥢㤷㔷㠳㌴㜲慦挲㝦㑥ㅤ搷㥥慡扢㠶㜵㕣㌸㤳㜵㥣〸慡敥㕡搶搱㡡㤳㜵㙣㠶㌹㜹ㅤ愹昳〸㌶愰㑡慦昷㤷㔲㜵㘵㈹㤵㔶㤴挶㕣㜵㌱㔷㐳摤晦〱摣㐶㤰㐱","㜸〱敤㕣敤㙦ㅣ㐷ㄹ扦㍤㝢捦户㘷㍢㜶攳㈴㙤搲㤲㍡㑤㕦㘸ㅤ慥㑥㔲㌷㙤愱㐴㝥㠹ㅤ户㜶敤收㥣ㄴ㔴㔵搷昵摤慣扤捤敤慥扢扢攷挴㐵愸〵㠵㔷㠹㡡㙦愸㈰㠴㐰愸ㄲ㐲愲昰〵㈸昰㈷戴ㄲ㕦昸挶㠷昲㠵㉦㈰ㄴ㠹㍦愰晣㝥戳扢㜷扢㜷扥戵㜳㘹挱㐱ㅥ挷攳搹㤹㘷㘶㘷收㜹㥤攷㤹㑤㐶挹㘴㌲ㅦ㈳昱㉦㔳㉦ぢ昷㤵戶㍣㕦㔸挵㘹愷㔶ㄳㄵ摦㜴㙣慦㌸改扡晡搶㠲改昹㍤〰挸㤵㑤戴㝢㙡搹㌳摦㄰昹昲愶㜰㍤〰愹㤹㑣㍥慦㘵搱捥㐱昸㍢ㅣ㍤㘸散㌵搰㡢慣㌴㍤戵戴晡ㅡ㐶㉤昹㡥㉢㑥㡤㕥〹晡㍥㝢慥㜸戶㜸㝡㝣晣挹攲昸愹搱改㝡捤慦扢攲㔹㕢搴㝤㔷慦㥤ㅡ㕤慥慦搶捣捡昳㘲㙢挵戹㉡散㘷挵敡昸搹㔵晤㠹愷㑥㍦㌱㌱㘱㍣晤昴㔳〳㜸㜳㘶㜱㝡㙡搹ㄵ㠶昷挹っ愹㜲挲㑦捣㠸㡡挹㤵〹攱㥡昶㕡㜱㝡ち晦㘲戳挷搳戹㘲㘹㕤〸㥦㙦ㄶ慥戰㉢挲搳搰戱摦㥡昴扣扡戵挱慤搳慣㔹㉣戴愲㝢扥㙡㑤㡢㕡㑤戳愲㔱昳搶ㄲ㜶慥愶㙦つ㔸㈵㘱㝢愶㙦㙥㥡晥㔶捥㕡挱㐰搵㐱敢戲㈷㉥改昶㥡㜸㐱户㠴㙡捤搵捤㙡㙦㤰㌲㍤㡦㐴㐳挴㈷㈶㔷㕦㥣昴慣改㜵摤㤵㌳昲戸㉦㈹戰戳㙥㈵〹㝢戲昳戸㥣扡㝣〳挷㝣愸㌳ㅣ㕡慥攸㙥〳㜲慣㌳㘴戸昸攴っㅥ敦っㅦ摢愳㘴㥦㐷㍢昷㤱㕢㤹㠴㔶晡㐳敡㤶㍢㡡挵㘸㌹㘶㝤捣昲捣㠸㐰慤挰慣㥦搹〰㌲愵昷摦攰㤱㜸㐷㌶㘵换㝡戶扣㥡㉤㔷戲攵㙡戶㉣戲㘵㈳㕢㕥换㤶搷戳㘵㌳㕢㝥㉤㕢扥ち㤸㈸攵晢晡戲㘱㍡昱扤昲㠹㠹㥦㙥捤晤昲挴愵户㙦扣愷㕦ㄹ㌸〰愰ㄷ挳㐹捤戸晡㌵㤰㕡㤳㠸捦ㄴ挷昹戳㌳㔳㠰㈷㡣〹攳㥣㜱晡㜴㜵㘲㕣㍦慢慢㕣㔶ち昲ㄳ㠴㌲っ搸〱攳㈵搳慥㍡搷㈴敥敥㥢搲㍤搱摣戸戱戰㙤捡愹摢㔵敦摥敤ㅢ㑢扥敥㡢㘳慤㙤捤㐱摡扡㤵挰㔶挲㤳敦㍢摥摡敤㡡㕥慢㡢挹敢㘶搰晣㤹㤶㘶㙢搹㜵㔶㍢户捥扡攲昵㐶㙢摢㡣㈶㈱搲㌶攵搸㙤慢っ㥡㠲㜹㡤㑥慦㍢㥥戰攵昴挶慣㘵戳㜲㔵戸㈵㐱㠱㈸慡㜲愹㠷搹ㄴ㜲晤搸㤲㡤㠵㠲㕢慢て挴㙢㡤ぢ搷㝤㌰戳愸㘲扥ㅢ挲昵户㔶昴搵㥡㌸㤲〰〹摥㠹㠶愳㠹敡㔹愷㔲昷愶ㅤ摢㜷㥤㕡戲㘵戲扡愹㐳搲㔴ㄷ㥤慡攸敤捤㐸愱〰㜱摢搳愳㈸㤹挷㍡昳㠲㐴㐴っ挵㘴攴㝢㤲㘴㔷扣㠴搵㘱ㄵ㌵㐱㥡捣㍥戸挳㘰㥣慦㤴㌱㈹ㅣㄸ㕢ㄳ戵〷㕦晡搹ㅤ㠶㙤㘰敥搳〵捥㘶㐷挲搵㕦搸ㄴ戶㝦㔱户慢㌵攱愶敡㍥㠵㌳搲㠶㤰愹㌷㈱㄰㍡敥ㅥㄵ㥤㜲㕤搹㔲慦㤹㔵㝦㍤户㉥捣戵㜵ㅦ㜵搰㡦昹㍣户戶㉤㘹㜷愱㑡㍢挸㙣〴㔹愱㤰挹ㅤ㈲㔰慥㠰㤴㔱㈹㥤㔲㜸㌹㈱挸搹㉦挱换〳挶慣㔹昳㐵㈰㤴㠷っ㘰㈴搰㙡ㄲ㝤㠳㈴㔱㔷慦〴ち攳㤰㌱つ㉡搵㑤摢摦㙡昲㙤ㅢ㤷〴㐴戴㉦ぢ昶㥣㉣愰㈸㐸捡㠳ㄴ㕥〳搱戴㐸㠳㜴攰ㄸㄱ㤱つ㔲㌴㍢㐶㑥ㄲㄹ攱㔳㘴〴攰攳㐴㐸攸昱捥㌲㠲挴摥㑥愴散搴㤱ㅦ昷愵搹㜶㤶㝣㈰捤づ㘳攳戴㈳捣敥㘶㜶て戳愳挸㤴扦㐳挲㔱捡愱㥣㑣摡扤㜸搶敥㘳昶ㄹ㘴㤰㑦ㅡ㘵㑥㈸慡㘸㐳敤挶㡥㈴摣㈰散㘴㘹ㄴ〷愲㠸㤶㜱挳捥ㅣ戴㈴愲㐳慢㜳㙦攸摡㕥愹㘳ㅦ敥㑣㥢昱攵㤰㈲㔳㐰攳㙢摤〱㌴扥ㄱ〴敤㔲㙦摤㡦慥摡㈸戳ㄳ挸ち摡〳捣愱㕣㘸昰敥捥愲愷㐹㜹㐷㤸㐵㠱㌱搴愵㠲て〹㤹㐷㠰ㄴ㈱搷㜶㝣搹户愱㘹づ㡥ㄹ㜷扣つ㝤慡㌳㝦㠷㐸㙦搱㥢晢㝡㠷摥愲㕢戴愲㑦㠲扤㤴扦㜶搴㌱て愱㔹㝢㤸搹㈳挸㕡㜴っ㑦摦户敡㈹㤰㘶戱ㄵ挳摣㐱㝡㕤愴㤵扢戲戵㈱愴〶ㅡ㌰㔶㜴㜷㑤昸昰㘰捣捦挰ㄶ㜶㕣㔷搴㜰愸慤捡ち㥥㕦敥㑥㔶㝡戳慥㘳戱㝥摦㐶昶敥〸挵搰摢㥢敤挹戴搸挸㈹戶㘶捣攷ㄴ愳ㅣ敡攰戳㥤㠵㐴慣㔳㤲扣搸㉦晤㝣戹㉦㐹扡㤰㈴㡦㘲㕢戵挷㤰㐱㑡㈸㝦改㈸㔱㑥ㄱ散㜳ㄲ㉣㘹戱搲挳㤷㜲㍡㘹昱㈱戶挹㤱晥挰㘱㍢〵晦㠱㌷㘸㤵㑣慢㈱㉣晡慤㘵攱㔶攰㕢㌰㙢愲㄰戸㘵㈹㙡昶㘵挵ㅤ㈲㉢㝡㝡摡捥搳㈹晥㌵㐹㈷㉤㔲㈲㤵摢㔳ㅢ㔳捥攲㑤愲愲ㅢ㤲㐲㈵挵㌵搴㤰㐰愴㍣挲敥㡢㤸㉥㐴捣攳搸㌸㙤㥣搹㘹㘶㘷㤰愹ㅦ㐲搲散㜶攳ㄹっ敢摢愴㑢扢㕣捥攴㠹〶改㈲晣愰愳戰㥡攰㙢㥥㘴㜶づ㔹㡢昹㐳〷㘴ち㈱㑡㤴挷〸㔱㠶㌱㡣㉢愶戸㐶ㅡ㌸㘰㈰戰㌴㕤昷㝣挷㘲㘴㘹搰㤸㜱㕥㜰晣ㄹ搳摢㐰㈴㙡挴〸ぢ㉦慤ぢㅢ搴攵挲昶㘹愹㜳㌶㌶㐴㔵㌳㑡㑥ㅤ愲㙤㝥㘶㉦ㅣ捣戱ㅤ戰㈵攵搹㍣慢㈰㜵㜷㍥挶㄰ち㜶㕡晡㕢改㡤摤㤵昷㥢㠷扥愱收㡥慥㤸㝥㑤昴ㅢ〱搳戱㥣㌷戰㡢㠸ㅣ㔴晢㡣㤵㜵㔷㠸㤹㐱㘳捥㌵慢㌵搳ㄶ㐴〶㙣㑣〶敢ㄶ挴ㅡ愲〴换づ㘳㠰㡥㍤㘸慣戸扡敤㙤攸っ㈸㙥ㅤ㑣㍣挹戰㠸㙡㑣㤹戶㠷搷㐸㉣戲㍣㘴㤴搶㥤㙢㠸搷搶㉤㝢㑥摦昰昶〴㔶㐸昴㐱㤲愸㔱戲㑡㌶慢攴戳昹㙥昱挳〳㜹㈶㐳摥敢㘵㈶㜱㤵㔱改㌳㑦搱摥戴敢挳ㄸつ敤㜴捥㘹〰搱愳㐶㘵㑦慡ㄴ㈶愷㙡㑦戳捦㌳挸收攷㉥捦㌷㈳㜳户ㄳ戱㔶改攴㑦ㄱ昱㤲㉡ㅡ㜱㄰扡攸づ〴㤴挲㍡ㄲづㄸ㄰〸攷㔳㉢昵ㄵっ〹㐳攲㍢搰㉣捥㈲㤰㌴㘰㉣攸慢愲㠶㜰戴愵晢〷㠲〷㕡戱㤶㕥昳挲戶㘹挷戲㜴㔲ㄶ愹戲㔴搱㐹挰㤳㜵摦㔹㌴㙤捤㐰㈶挹㉦慣搲慦愳㑡扦㉥慢〶㡣㑢㡣っ捡㌲挷㜲搶㜴搷昴搷㉤戳㤲攷〳愳㜷㝢㠲㈴挱攳ㄴ扣㔱㡡㐴挶㘸㡢㌱㝦ㄹㄶ㥢㔷〴戶㡢㄰愳摣㍡㘲ㅦ㠴㥢㔵㜲昸㔱扡昴㉢㐱扥㐸㐷愹昶〵㡣愶捡慢ㄱ㤰㌸㌲摤㡣㉥㘰摣㝣ㄳ㌵㠱っ㈲搶㔳㐸〴㑥挱㤸㡣愷㠷㍢㘷㕣戶㑤ㅦ搸㈳挶㘶㑤㝦挶〳捡㤱愱㈸㑦户挷㈴㔶㘳㥤挶ㅡ㑡攱晥昶愶㠴㤶㌸摥摥ㅥ㔷ㅢて㙥搳ㅣ㈸㤴㤸ㅥ搹〹㐸㉡㤶㙤收戸㤷㌴㡤㈲昵㜶愴㙣㤴㌴慦㘹㜳摦㈹㐴㙥㐳㉦㐹㥡挹㘸㕦㤴㠴㠲㌸㙦愸愲攸戲㑦㈷㡦㔸挰㠶㈶㐰㠱㙡㉡愸ㅢっ㈳㠲昳戸㜵㔲ㄵ㠵昰〹晣㝤㈰㉣㉥搵晤㐴㡢㝥㝤㈴㙣㤹慣搵㤶㙣ㄸ〹ㄵ摤慤敥ㄱ㤶挶摡〲〵㈳戹戳㕢攵ㅦ㙣㙦㡣ㄱ㐳㌶㘴㔴㈴挵つっ㌶〴㜳挵〲慡㌴捥〶戹搵㡤敡㍣㥦ㄶ㠵㙥㑢っ㤴晣敡㡣搸㤴㔶㔸搳㤰ㅦ㤱ㅤㅡ㠷㐵㈹㐷㌵㘳㜲搵㠳㐶昷㈹挷挳㤲㘴㜰捤戸㐴慦ㄴ敥㌰㐰散㠶愵攵㡡㡦挸㙥㘳〰ㅥっ昶づ㜶戰㈳㐱攴㠴挶ㄹ㈵㘸㉥㠵㜰㤳㡢㈰敦㜴㠹㔱〸㔲㐳愶㝦㥤㔷㝥昸づ搳㉦捥㘷愲㐲挸㐴㡣㜶愵ㄸて㐰㙥㍣㌰㐹㉥ㅡ㠹攲攵㠱㘴㤳㐲㙢㈰慡愳㠵㌱㐸㡢捦昵㜱㠹㠷愱慣㈱戲㑤つ㤷摣㝣ㄳ摡戴戶㜵挰㤸户㉢戵㝡㔵㐸㔵ㅣ挹㙡愹㤱昷〴扥攴晤扦㠰㥢㔲昶㈵摣㤴㜹㥣愴戸㘴㈲愹㝢戳㕢㍢㡦敥㔲挸㘱㡣㐰昵㌱晥㤸攲㤵㤳昱戰戶㙢ち㌴てて㌶敦㉦挸扢㜳㄰㘹㙤㔵㤴㘵ぢ戸㡥搷〸㈲㑢㙥㡢㠱㉤㌸ぢづ㑤昶㔸搵㐵㌳愸摡ㄳ㌸挲㍡〳㠱㤷换挱ㄸ改㤲㍢㌸㐸收㘶ㄸ摣扤昹愶㝣捣摣〴㉡㈴〶ㄴ㠶㜸㜹〸捡㘰㔷挱㐸戴户戳㑤愳㕢㘱昰㤷㠶户㌶㠹㑣㘱ㄴ㤸〶㉤㈰〳〳㘷ㅡ攵㥤つ㥣晢〱㤵ㄲ㈰㡤挷㔲ㄹ愲ㅣ㠱扦ㅥ㐸〳㌷昱ㅣ扤攲㐰〹昹㠷攴扤戰攸㙡攲㤸㠵ㄳ㤰攳ㅥ㘹愹㕣搶㝤摣㝥戱㡦戶㔴㑦㔶慢㌴㜷攱㥥摢ㄳ㔸挵捤㡤挰ㅣ㍤搴㜲㈷㑢慥㠹昶摤挹㤶㠶昰慥攰㤹㤹攲㐵摤慦慣㤷晣慤攰摥㔶户㈴愱晥〹敥㠸㙤摦㑥㥢戹搷收㍤搴㑤敥㝤攱慡敤㕣戳攵扣㔴㡦㤷晥㐰㈱戸㐱搹挷㐹ㄶ㌲ㅦ攳㐷愶㙣㐶晤㈳㐶摣捤戴㌹㐰搳㍦挲㜱㘴ち愴挱㈸捡㈹㜴〲摢扤㜱㘹㠰㜴㜲愸㠵㑥愴㈰搸㈷ㄴ㝢敤ㄳ㈳ㄴ攵て㐰㉢㠹㈵㌸㤱㘳捦摦〵敢㉢敦愳㠶〸挷㜳㈸㐶搴ㄳ㈸愵愰㑥ち昲昰㠶〷敦㠳晣晦㘰㈹攲收㙤搹改扦挰捣捡敦㕢㔱㜴㥣㈸晡㕤ㅢ㡡ㄴ摥〲㤱晣晢㕣㔸攰㠳捡攸散㉤挵挱戹愶晤〳攸愷㝥摦昷㝦㜸〰㕤〰㠶㤹愴㡤㠶㐸摢㐳㈸㌷㑣㠴㙣㥢㠹挰搸扤㌴ㄱㄶ搹㠷㐱晣挰㐴〸㝤㈰㑢愸搸搹㐴㘰㘸㉦挵㄰㡣㐵㕡㘳㙥つ㥥挰㡥㔸昴㡦㕤挴扤㕢攱㈱㥣て愵攵㑤挳㈳㜵㜷㝢昵戲敥敡搶㔱㔹㍦攷ち㈸㌳㜷〵ㄷ戹㘵ㄷ昶㌸戶㙤㡢散戴㡤慦㈲㜲戲敦晢㔳㜶㜷㝤ㅤ㤸ち㔲攰扤㔷昲㑡敥㌶㍣㈵ち捦つ㤹慦ㅣ晡搵摣摦摥戸㜱㥥㤷搵㐲㕡㔵ㅦ㐳戹㥢㠸㍤敤〹挴㜴㘳昷㐴づ昳扢㥣㐵㝣愰㘴㙥搴挴㤴敥㑡㉢挸搳慣愸ㄸ㄰㕥㡣㌰〳攲摢ぢ㈶㈶慥㍤〴㈶㘶戱挵摤㈹扦㙢㤲㉥挲㘲㙣攲搲愷ㄷ㐵つ㤵㡥㡡慣㑢㙢㔳晤㌵㔴搱㉤㑥㈴㘹㈵昲搴挹愴㈸敦戵敡扡〹敡扡攰㈰挳愸㝦㈴愵㄰㝥㈰㠵挴て㌲扣て㈰愵搴㈵ㄴ搴挷㤱愵〴搶㕡㈳扣昴〷散ぢ〱搱戸昳搷攵㌷㉣搸㐵㘰㌱昲挵㜷㝢愲愵㉤ㅡ愹㈶㐶㙡愵㑤㔳㐲㐱ㅥ㕥㔸㜱㍡慡㕤㐱㈱㑡敡ㄹ㤴㜶敤㡥攲㑢〶慤㈰敥ㄶ㌰戶㙡搱搷㔶戰㉥搸㜵㕣晣㠰㥥挹㐹㠵㘱ㅦ㘴㌵づ愴㌲㐴ㄷ㠰ㄶ㠲㉡收㐳㐱戱搱愹㍦㙣㠲捥戲㡦攲㔴㡡搸ㅦ㍦ㄴ㘲晢㔸㜳攸挳慤㉤搴㜱㜶ㅦㄶ挸㕦搸㕦挷㔳ㄸㅢ㙦㈵挷㐰挲敥ち㉡ㅦ摣づ扦㡣㉥㕣㜴㐶搱㥡㐵昹慣㑣攰㑦挴㔹㍤敤晡㥦挱㙢挹㔹㔷搸㥢㔱散㠴晥晦ㄲ㉡㜶搴晦ち㐳㙦ㄲ㤱㕦づぢ搲㌸㘵晣㘴挷㤰つ㜷〴㥥㙤〴㙦攴挱㔸㤳㐵㐶扣㠳㔲〹㕦慥〶捤㔲㠲挳敦搵摢㝡㌳愲搱㤷戶㙤㝦㐷〱挸搸㤰晡㉥㐴㔰挷晥㐹戹ㄵ㥤㙥㜳㉦愳攳愱㐵戳攲㍡㥥㘳昸愳㈵挴㝣㐷昹改㤹〱㥢㘷㔲昹㜹慢㔰㍢㠹㥤ㄸ㜸〵㝤ㄶ㤷㈰戰㕦㄰晥㈷ㄴ㡡㘴㘰㘱㜷㠱っ㝥㠵㌴ㅣ㡢㉥㔱㌹㜸㜷ㄹ㉦搶昵ㅡ㍥㕣㕤㠲慢搳㘷搵㥥搰㜵㠱挳戹昵㝥〶㜷づ㌷戴㥥㠷㍢㐸搴㡡㠸㡤挹㈵扣晣ち户戵㜵て㤲戰攱摡㍣㐲㜶攷㜲㉢愸㍦〳㑡㜷昷㤶㈴挵昰㥤晣ㅥ㌹㜰㠷挰㐷㤷收戳㙥昱捤㜲愴ㄱ㤰㜸昸㈱㌷㝤㘰㘳㌵㜸捥㜶ㄱ昷㉥愳慢㌲挹っ扦摡慢㘱㠱てちㅤ㝣攴㐲攵㈷㔸ㄲ㘹ㅦ攵㑣㙥ㄵ㔹㘷㠲晥㌱挰ㄲ㑥〳ㄲ昴昰㜳攸㐳㔶搵慡挸〶㝢ㄴ㥥㌲㐸㤱〵攵㐷㠰攷㡥㌵㔶慥挸㤳〴㘱挱㈱㡤愴昰㈴㈱攷昲づ㠰ㅢ㜳㔹㐷㙤攷戹晣㘰扢戹㈸戴〱攴㕡攳攳て㐷㍡㐴扢㡡㘶慤挶捣㘲㘶㈳ㅢ㡥㔴挹㄰愵㈳搷㤱ぢ㈲っ敦ㄳ㑢㐸㝦づ晦㝥㜴晥挳て㤸晥㜹㕥㤱昲㄰㑤挹㔵㔰ㅥ捡㔵㝣㍦扥㡡搷㔱摢㜹ㄵ㙦㙦户㡡㘱㡡㑡戹愳ㅥち搸㔱㠹㐶ㄴㄳ敦ㅢ㝥㌵㠲慡㑢㈸㤵摢晦昹捥敡㠳搶㘱昴愹㉢㈸㉣昱㑤敢〵㝣愳扡挵㜰㜶て扥搰㔷愵慥敢捤㍥搳摤㔸㤱扤㐹㔵愵㝥ㄷ敢扢㡤㜱㠸捡愶㔳㤱㈳ㅥ挳㙦ㅥ㐴ㄷ攱㔷㈵㑡㔳㍥㔶㤲〶ㅦ㉦㜶搲㌹㤵ぢ扣换戹㐰捤攷慤搰慤扣㈷愴㕤ㄸ㄰攸愸愳㜲㕤㕥㔹㔰扥ㄳ㤱搸挵㡢搱㤷㘰搹㌰㠸〶ㄲて㑣㙣戲〴㌷㔲昹㜶〴晣㥢摦㌶㝤挰㘸㐰〲ㅦ〴挰㘴ㅤ〹晣慤〸昸っ扥㌲㤳㌰ㄹ搲㄰搳㐷ㄱ㌰㔹㑣〲㝦㌳〲晥挷㤹愳つ攰㠸愳㐲戹㐸㜲㑦㌱摥攵㜱㈶昶挵㌹扤〴慡㐱㠳愰摦〸慡㐹㝢㌲ㄶ㕥㤳㈶挱〰㙥户戸昸收㝢〱㜷戵㜰愷〵㙡㈳昸慦ㅦ收㜱㠷㙢㐶昷㜵㝣搲扤㠹攸戹慢挹㈷㜶捥ㄹ㑢㉥㉡晡㡣㜹て㠷挴敡㥥㈲ㄱ搸㌷扤挱晥敥㄰㘵㐸戱㠵㥢晢ㄱ㐵晤戲扣ㄴ搳㥤㍡㤴㤱愲㕥攵㐶㠴搹捣㕢㑤㥡搱扥ち攴挰挵㠴㥣㠵㐲㄰㔵攲捤敢㡣㐲㜹㐵㔴攷摥㐴㌶ㄴ晤摦ㅡ愳㥢搲挷㤳㔵摥㡡挶㡢㔳㡡昶㌵㜶昸㍡戲ㅥ戸㥣㤵㤰捥ㄲ攳慡㝣攵慥搷捥㤹㜵愹㔵㙦愰慢挲昹昰㠵摡㌷昸㈴慢昸ㄴ挹㈵㤴㌳㡡㙣㙡慤敤晦て搶㙦ㅤ㑥"]
["Decisioneering:7.0.0.0","Decisioneering:7.0.0.0","Decisioneering:7.0.0.0","Decisioneering:7.0.0.0",null,"Decisioneering:7.0.0.0",null,"Decisioneering:7.0.0.0","Decisioneering:7.0.0.0","Decisioneering:7.0.0.0"]
[null,null,"CB_Block_7.0.0.0:4",null,null,"CB_Block_7.0.0.0:22",null,"CB_Block_7.0.0.0:1"]
[null,null,{"$cut":{"chars":17047,"head":"㜸〱敤㝤〷㜸ㄵ挵ㅡ昶㤹㠴㜳挸㥣〴㜲〴㐴戱ㄱ㌰〸〲㠶㔴ㄲ㐰㈰㠵ㄶ愵㌷ぢ㙡㍣㐹㑥㈰㤰㠲㈹〸㝡㔵㉣㔸㄰㝢戹㠰〲㡡扤㈲搸摢戵㡢㕤慦㕥慦㝡戱㐴挴㝥慤㔷扤㔸昹摦㜷㜶㘷㜷捦搹摤㠴敢慦捦敦攳昳㉦㥣㉦㌳昳㤵㤹㜹攷㥢搹㌹㍢㌳㘷〳㈲㄰〸散挰挵扦扣㍡㌱戰搷㡣㈵捤㉤戱晡慣戲挶扡扡㔸㔵㑢㙤㘳㐳㜳㔶㐹㔳㔳㜴挹挴摡收㤶㘴〸㠴㉡㙡挱㙦づ㔶㌴搷ㅥㄷ㑢愹㔸ㄴ㙢㙡㠶㔰㌰㄰㐸㐹㤱㐹攰昷㌲㍦ㄱㅤ㤱搴㤲㥤㐸㈰ㄵ㤰㈱㤲捥㈴㈹㈴㤲㈴㑣㤲㑡㤲㐶搲㠵愴㉢㐹㍡㐹㠴㘴ㄷ㤲㙥㈴摤㐹㝡㤰散㑡搲㤳㘴㌷㤲摤㐹㤸扦摣㠳㘴㑦㤰戴扤㐰㘶㤴㤵㑥愹㥣㡦摡捣㘸㘹㙣㡡つ捥㤸㙤㤴㜹㘴㘱㔶㕥㔶㑥㜶昶搰慣散挱ㄹ㘵慤㜵㉤慤㑤戱㤱つ戱搶㤶愶㘸摤攰㡣愹慤㤵㜵戵㔵〷挷㤶捣㙣㕣㄰㙢ㄸㄹ慢捣捥慢㡣收ㄷ攵攴ㄷㄴ搴っㅢ㔶㤴戶㌷っ㑦㉡㉢㥤摡ㄴ慢㘹晥㡤㑣敥㐳㤳㔳捡㑡戳㈶挷㕡㝥㈳㤳扤㘱㜲㜲㔹改㤸挶晡㘸㙤挳㙦㘳㌳挸昶捣ㅢㄳ慢慡㘵挳挷㘲㑤戵つ㜳戳㔰攸㌸㤰ㄱ㉢捣ㅡ〷戴慢愲捤㉤㘵戱扡扡改戱ㅡ戶㜹㕡㍤〱㡢㌵挵ㅡ慡㘲捤㕤敢挷㉥慥㡡搵㤹散收㤴晡搹搱愶挹搱晡㔸㈷〶搲敢㡤㌶㉢慦㡥㌵戴搴戶㉣改㔲㍦慢㌹㌶㍤摡㌰㌷㐶㤱㘰晤昸搶摡敡㑥㥤㐴愷㑥㠱攴晥㕥㠵㔱つ㤳㌵慥愹慡㙣㕥戴愹㐵挵搸㘴㌹㕥戲づ敦㔰〵㡦㉢ㄶ㍤㈸㈳㐱㡢㡤㌴愳戶晥攰㔸㔳㐳慣㡥㤹戰改〶㈵〸㈹㑣っ攴㉤㜰㜴㙤搸㉥㈲搵散㙢慣ち㜳㤱ㄹ㈴㝤㐰㐲㝤㐱扡㑣㙣㡣㔶〳摣㡣〳㌲愶捦ㅡ㉡昷㈵㌳ㄳ㐴㜴摡㠲㕥敢㔴㘶捦㐹慡㠸㈶㔵㔴㈶㔵㔴㈵㔵㔴㈷㔵挴㤲㉡㙡㤲㉡收㈶㔵捣㑢慡愸㑤慡㤸㥦㔴戱〰㌲晡㑡改摣㌹挹扣㕡㔷ㅣ晦昳敢㉦摤㌶改敥扦㥤摢㜷㔴㐶㙢晦㈰㍢㙡㠱㔷㑤ㄲ㐱㉡㘹㙥㙥慤㕦挸ㄱ挲㙣㐰搵㥤敢挷㌴户㑣㡤㌶搵㌷晦戶㉤㡤㜶敥愸愹㑢㥡敢㝦晦愶㐶㈶扦㐹㔳㠷昶〳捣扢捥㙡愸慤㘹㙣慡ㅦ㍣愹戶㘱㘴㜶㔶挱攰㐹搱挵㈳㠷捡晥㘰挹〱㈰愱晤㐱㤲挷つ捤㤱〳㤹㌴〸㐴㠸㝦愰敤搹晥改攷扤㔵户晡挵㍤づ扥㝦改㍦ㅦ㕢㝤挶户㘱挱挱㤵㡤ㄷ㍡㠰愴慣戵戹愵戱㕥㘶㈱㉣㠷㌰㈱ㅢ㈴㜹捡搰㘱㌲㠷㐹戹㈰㐲㍣㙦摡捡㕡搲㌶攰㥥㘱敢㈷㕦晥摡散㉥㈷攵㜷㍢㐳㜰㡣㔶挳㜶㍥㠵ぢ㐰㐲㐳㐱攲㍣㌲㐷ㄶ㤲㔹〴㈲挴㘶搳搲愵㑢晥㌵㘵昶摡㠹㤳㙥㜹晢戹摢㘶ㅣ晦攰㈹㠲㥤㕥㔹ㅡ㑥攱ㄱ㈰愱〳㐱攲㉣ㄵ挸㤱㘴㡥〲ㄱ攲ㄱ搳㔲搷慥〳〲㈹㉢㔷㤷㕦㜴㝤散挹㘷㕦摢晣慤愰㝢愹扢〸敢㈷㑢㐸㑡㐱㐲㘵㈰挹㘳㠶㘶换㌱㑣ㅡぢ㈲挴㝤愶㤱㡤户攷愵戶扥㜵攵㤴㌳㐷ㅤ昷㐹搵戳㑢㝢〸摥㙤㙣㈳ㄳ愸㔱づㄲ㍡〸㈴㜹敡搰㈲㜹㌰㤳㈶㠲〸㜱扢㘹㘴昳ㄵ㌷㜶戹昵戶昳㡢㉦戹敦昶戱搳㈳㙦昵ㄵ扣㕢㈹愴㈷㈳攰搳㠸㔳㘸㘷㉡㐸㘸ㅡ㐸昲㤸㠲㕣㌹㥤㐹㌳㐰㠴戸搹㌴㥤戶攷戵昳敦㍡㙡攵攴搳ㅦ㝦㌸㜰㘶敢㙢㔳〴㝢戲㠲㙢ㄶ㠵㘷㠳㠴づ〱㠹㠳㉢㕦ㅥ㑡收㘱㈰㐲㕣㙢㕡㕡戹㘰敥㌵㔷㝤晣昴愴㤵扢捥㈸㝦戱昰搰户〵㙦愴慡㤰㜳㄰昰㈹攴ㄱ戴㜳㈴㐸攸㈸㤰攴戱昰戴ち㈶ㅤつ㈲挴㍡搳昴㝢搵㥦㜶㌹㈶㍦㝢昲慤㡢〶昴㍡扡晦㥣ㄲ挱摢戳つ㘲ㄵ㌵慡㐱㐲㌱㤰攴改㜰戱ㅡ㈶捤〵ㄱ㘲愵㘹攴㤲挳捦昹㈰攵改㠷挶慥つ㝥晤挶㜵㍦㍤㌳㑡昰昶慥㙡㕡㑢攱昹㈰㈱づ㔱㜱㌵㉤㤴㜵㘴搶㠳〸㜱愱㘹改愶㜵㔷敥㌶㈱攷挱㤲晢㔶攴㕥摡㌰㘵扦晢〴攷〸捡㔲㈳㠵ㄷ㠲㠴㡥〱㠹戳㤴㉢㥢挸㙣〶ㄱ㘲㠵㘹㈹戶晥㤰昲搸㈳摦ㅦ㜴昶敢攱㌳扥慦挹慡ㄶ㥣㘸搸ㄵ㕢㐴㡤㘳㐱㐲㡢㐱㤲愷挱㍢㤶㌰改㌸㄰㈱㤶㤹㐶㌶っ敥扤㈸㘷摢慤挵攷摦昳挹㜳㉢〶㝦戹㕥㜰愲㘲ㅢ㌹㠱ㅡ㈷㠲㠴㑥〲㐹ㅥ㔷㤸㈳㤷㌲改㘴㄰㈱㑥㌴㡤㜴㝢改挹㡣攲㥦捦㥡扣晥搲攳㔷㕥昱敦㠵ぢ〴㈷㍡戶㤱搳愸戱っ㈴㜴㍡〸㈰㉥㤲㘷㌰改㑣㄰㈱㡥㌵㡤扣晢㜶摤搴㕥搷摣㔹㝡捦㠳扤〶㍣㔴㌰晢㐳挱㠹㤲〲㘶㌹㠵捦〶〹慤〰搹㜵捡挲㔸㔳戴㠵㜷㤶〹㡤慤㑤捤敡晥㔲㈴捦愱搰戹㈰㐲ㅣ㘳㕡扣扤攷㍤昷摤晥慦晢㈶㥥㕡昲敤搳慦扦㌸敢㔲挱㔹㤷㕤慣ぢ愸㜱㈱㐸攸㈲㤰攴㜱昹㜹昲㘲㈶㕤〲㈲挴㝣搳㐸㜴㘶㌴㜸晦愰愷㈷㙤晣晡挵昵て扣㜴㝥愳攰慣捤㌶戲㤲ㅡ慢㐰㐲慢㐱㤲挷ㄶっ㤳㤷㌱改㜲㄰㈱慡㑣㈳ㄷ昷㝥晤扤㐳㜷㍢攳愰ぢ㌷捤散扢愲戶摢㜷㠲戳㍥㔵户戵ㄴ㕥〷ㄲ扡〲㈴慥搱昳攴㤵㘴慥〷ㄱ攲㐸搳搲捤愳捥㝦愱㘱改散挹㙢扥㑥搹㍦攵挱昹㐳〴愷㡥㜶㜱慥愱挶戵㈰愱敢㐰㤲挷愲㑥搷㌳改〶㄰㈱㘶㥢㐶㉥ㅤ㜵㐵换㡡㌳户㑦㕥戵㘱㕣捥搲㕢扢㐷挴敥ㄴ愶摣㑤㈴㌷㠳㠴㙥〱昱㠴扡㔰摥㑡愱つ㈰㐲㑣㌵㉤㉥摦敤捣㠷㤳ㅥ㉣ㅥ户㘲敢㝢敦愴捦㥡㌶㐳㜰ㅥ㙢ㄷ㙢ㄳ㌵㙥〷〹摤〱㤲㍣慥愰㔰摥挹愴扢㐰㠴㈸㌷㡤㝣㍦㜳挸攵慢㌷っ㍦昸捡愳敦摦户昱扦慢㜶ㄳ㥣〷摢㐶敥愵挶㝤㈰愱晢㐱㔲㑢收㌶搵㔶ㄹ搳㕥昹〰㔹て㠲〸㔱㙡ㅡ摢㌶昳㡡㌹敦捥㍦㙣挲昹㕦㍦㝣㑣㑥收捤㔹㘲㑦戰㘹㉣昴㄰㠸捦㠸昲㌰㔸昲ㄱち㍤ち㠲搶捣㤵㡦㌱改㜱㄰㈱㐶㤸愶て㉦㕤㝥㜸扦㠳㥥ㅣ㝦晤〹㈷ㅣ昴攳㍢愳㌶愴㍤〹昶㌴㜳㌶㌴愶㈹㝡㉣㝣搳㥥慣收㘶㘵昳㕦挷㜳㜴㑣搱㙢ち㙡ち㙢㜲㜲慡ぢ戲愳㜹搱㘰〶捣敥散攴㤰慥㥤㔶㜳㐸㙤㐳㜵攳戱㙡戶㤸㔶㌳慥戶慥㈵搶愴㈲改㌵昸㘳捣㜸㔵扣㑢捤搸挵昸㥥㔰㘵㑣㉣㝢搴㤴挵㥡㕡㌰挳㙥㔹㘲㑦㐱昶㉡㡤㌶挷散攸㈰搳㜶㘹㘳㙢㐳㜵昳㥥摥捣ㄹ㉤搱㤶搸ㅥ㠹㍣摢㠸㑢㙤〶愶摦戱㘶㔵愴㝤ㄲ搵㘶㐷敢㕡㘳㈵㡢㙢つ昶摥〹㙣㑣挴ㅢ㉢晤戹攳㥡㘲挷㔸㕣㔷㠹㑡昰捤㜰㤱戲敤慡愵挱㌲捡㤵㔱㌶慦戱㌹搶愰㡡㌷愸㝥㙡㙤搵㠲㔸搳㡣ㄸ扦㔷挶慡㔵㔵㜷㈵换晣㌶㌰㘸㑡〳㉡㡡昹㝤㜵㕦㘷㉡㠱㡥㌵㔴挷慡㔱㕥㡣㕢㉤㑢㘶㐶㉢敢㘲㍤攳㐴㡣㍣挱攸ㄵ㤷㍣慥戱慡戵戹慣戱愱愵愹戱㉥㥥㔳㔲扤㈸㡡㙦㈰搵㤳ㅡ慢㘳㥤搴ㄵ㌰愸〸㈴㈷ぢㄱㄸ攰㌵〱愶敤㘶㑥昶ㅤ㑥戲㌷扣愶㝤㘱㠷ㄳ㔱搸昳㑢㠲㘵ㄹ〱㠷㤳㔱㝥晦㜶㑢攲㜴㐲㑡㘷户㉢敤攱愴㔴摡㍤扥攳㘵㑤㐷晢愰ㅤ敡㘲散㤵㐹㤹晥㈶㙤扦散愰愴㡥㔶攱㘳〴㑡户〳㥡㌲㙢昹摥敦㉢㥣㤴搴摤慣晤搸㐵昸㥥㌹㈱摡㔰㕤ㄷ㙢㙡昷㈱㠸㘰㠹攴㘶㤲愷㐸㥥㈶㜹㠶攴㔹㤰㘰㍥挶㌸㕦㐴㌹㝣㡡挵㘲㐹昰搸摡敡㤶㜹愱㜹戱摡戹昳㕡㤰㠶㠷㈷㈹㈹㠴摢㜵挹攷㤱㈴㕦㈰㜹ㄱ㈴ㅣづ㠴㕥愲㔰㈸㡣㉢㄰散㠳攰晦晥㤵㌶〹㕡㔲㝤㠳挶昳㡤收㘰㍤扥愸㌷㈷㈷㝢搵㝡㐲戴㜹㕥ぢ㍢㕣晢㑣摡晢㍢挹换㈰㘹慦㠰㑣㥡㄰慢㐳㜷晤㡤ㅥ㡤〴昷㠵挹づ扦㠴㜳搲搴戳㝥挶㤲㠶慡㜹㑤㡤つ㜸㍣㌵㈶摡ㄲ㉤愹挲㤳㠶㘶ㄱつ搵㑦㙣㉣㙢㙤〹搵㑦愸挵㥦戴晡改戱㠵戱㘸㑢ㄹ㐶攳㤶㉥昵ㄳ昱㤴㐲つ㤷攵搵㡢㠳昵挶〳㠶㌱戱收㉡挹㈷ㄱ攵ㄸ㝤ㄶ㠷㄰挲㜰㥡㔶捦昱㈴戶戸㠵愶㍢搷攳㥢㉥扣㐶㐲㘸㤰搲㌲㐲搴散愲搲戴㜶搸㡣挱㐲㐴〵ㅤ㔶㔲㔵㠲㘱㐹摤㕦㜱愳挴慤戳㤳㐹ㄳ㍢捡慣㤶摡扡收㉣ㄳ摤慣㌱㡤㜸㑣ㄵ㔳て攸㠸㝡㈸〴㍦ち戵摢㔶㠹晤㤹㡦㌲愶㔴㔵ㅡ㘶㔱㤴昱㑤㡤慤ぢ昷㠱慤摦捡づ㙤〵攴㍦㐰搶㝤㜵攳㠸㝥㙢㌶散㌰晦㥥㠴㥥愲慥搰慢㘰挶捤摣㠶㑡㍡㌹㤹昸愳㉥昹ㅡ晥㠴㈵㈵㝤㜸挱㑣昰㍣㠷㔷㥦㘷㌰㐱挸愷搵愳敥㌳㥢㘲敡愱㔲㡡㡡㉣㔹ㄸ敢㔲㝦㐸㘳搳㠲捡挶挶〵㜴㠵慥㉡搶㍣㉦ㄶ㙢攱㤳㥡㔴昳挱ㄴ挳㐲㠸攴攴戸㈷㌱㡥㐷㍡扤㘱㍦戴〵愴㑢㐹㕤㕤㠶戶搸ㅣ㝡ㄳ㐹挹戸㡤㠴摥㐲㘰搰挴戲戲㡡㐹戱敡摡搶晡㐹㡤㜸㍣㤹㤱㕤㜸㐰㜶挱〱戹搹㌹戹ㄹぢ搵㈳㐸捣搴ㅢㅢ戲ㄶ搷㌵搷㡢扥〰㠴摦晤敦慥㝦㈳搶昳摢㌷㈶㥣㜳攱㠹㌳摦㉦晤昶㈸搱挷㘴戸㥥收昴㐷ㄶ敤捣㠰攲㥥㤹昰摢㑦摣っ挸㜵㙦㌷㙥㝣晦㝦〶昳㠷㥢挱挴捦㕥〶㜶㜰换㑥㤸扦昸摥慤晥晦晤摦㙢ㄱ挴戸晦户愱戳㠸摥攸㜶扣摦㈳ㅣ㝦挹慤㠸换昷㐸戶㠱攰㑥慤〶慤㔰㔸㝥㘰㐴挵〰晣攵捤㕢㝥㐸昲ㄱ㐸㜰㈰㐸晢昷㌸㜴㔷㍥散攸挴㠷慣㕤敡挷挴㙡愲昸晡愶敥㑢㈲晡晦昲戶搵〹㙢㐷㡥㝢㔶晢㤵㐰搹㜹㑢〸㈵捥㙣攳㥦愹攳㐹㝦昵昸㔸挳㑣㡣挶捤扦攵摤攸户扣慢挹㡦㔱て㝤〵㝢挲ㄱ㜶扥㑥㠰㉢搰㜹ㄱ愷ㄴㄵㄵ㠱ㄴ搶㤰㈹愱㑦㐱搴ㄳ㕦搷晤敦㌳㜰挲㤲㝣昷晤㑦昱挴㈰昰㜸て㤴扣攷㠴扥〶㐹㠶挳㐸摥㘵㐴ㅡち攷㜹攷㐸㌵ㄹ慥挷挹㔹㔰攳摤㐳㝥㐷㝤〹㌱㙦㑦摦㑥㤹敦㐹㝥〰㜱㜸晡㑦㐶㔴っ挱㕦攵改㍦㔳攸ㄷ㄰㤱〳㐲㙦㤷捥㥥㈳㜸扦㈷㠸ち〸攵㑦㝣㕣敤〲㈲ㄹ晣戰㈴摦㠷㈷㜲㘱摡〲㐲ㄲ〸〳㠴敦㝥昱〱攱㕢㤳攱㝡づ㥥て摤っ敡愷㌱扢㉥㈴㕤㐹搲㐹㈲㈰攲ぢ愸㝡〳搳㡤㌲摤㐹㝡㠰搸挰㜰摥㉥ち㘰戴てつ昷愴挰㙥㈰愲㄰㔱㑥㜳戱㡥㠹愸敦㕣愹ㄷ㤸㜱㜳愵ㅣ㌷っ㝢㐲㈶㉣㈹改挳ㄳ㐵挸挷㠶㠸㌳ㄲ〳愲户晤㈰㝡换㘴戸ㅥ昰て㠷㙥〶昵㌳㤹㕤㍦㤲晤㐸晡㤳っ〰ㄱ慦昹㐲㌴㤰㌲㠳㐸〶㠳㈴㐰㌴〲㐶晢搰㜰ㄶ〵㠶㠰㠸㤱㠸ㅡ㄰㘵㈳敡ぢ㔱づ㤸㜱㄰ㄵ戸㘱挸㠳㑣㔸㔲搲㠷㈷㐶㈱㌳㉦㠸㥥昴㠳攸〹㤳攱㕡戹㈸㠱㈵搵㤵づ㐴㜶攲㌱㕦㌸㐶戱㌴愳㐹㡡㐱㙣㌸㘴愹ㄱㄵ愵㌰搴〷ㅦ㔹㐶愱㌱㈰㘲っ愲慡㉢㡤㐵㑣㕦攲㍥攴㘱㜵愵昱攰愸〵ㄲ㔷㔷㉡〷㈷㉣挹㜷㠳愰㜸㘲㉣㑣摡㈰搸㕤改㌶㍦㄰㌶㤸っ搷捡换〴㔸㔲㈰㑣㐷㜶攲ㄶ㕦㄰㘶戲㌴戳㐸㘶㠳㌸㐰㌸搴㠸㡡㜲ㄸ敡㠳㡦㍣㡣㐲㠷㠳㠸㠳ㄱ㔵㈰捣㐱㑣㕦攲㙡㈷〸㐷㠲愳ㄶ㜸㕣㈰㔴㠰ㄳ㤶攴扢㐱㔰㍣㌱ㄱ㈶扤㐰㔸敤〷挲㉡㤳攱㕡㌹㥡〲㑢ち㠴㜹挸㑥晣搵ㄷ㠴昹㉣捤〲㤲㍡㄰〷〸つ㠸㠶ㅡ㐹㡣㐹ㅣ㠶㤲愹戰搹〷ㅦ戹㄰挹昲ㄸ㄰㌱ㅤ㔱㠵㐷ㄳ㘲晡ㄲ攷㌸昱㘸〱㐷慤㑡戹昰㔸〴㑥㔸㤲敦挶㐳昱挴っ㤸昴挲攳㔴㍦㍣㑥㌱ㄹ慥攵慥㔹戰㤴㠱㡦㍣㠹搹㉤㈵㌹㤹攴ㄴ㤲㔳㐱挴㕦㝣㌱㕡㐶㤹搳㐹捥〰戱㌱㔲攳敢㙣ㄸ敤㐳挳㘷㔱㘰㌹㠸㌸ㄴ㔱㘳昰㌸ㅢ㔱摦挱㘳〵㤸㜱㠳㐷扥ㅢ㠶㜳㈱ㄳ㤶㤴昴攱㠹挳㤰㤹つ㤱㍤扥㉥昰㠳㘸扥挹㜰慤攳ㅤ〱㑢捡㘵晥㡡散挴㍣㕦㌸㔶戱㌴慢㐹㉥〳戱攱㤰㙢㡣愸㌸ㄲ㠶晡攰㈳搷㔲㘸ㅤ㠸愸㐰㔴昹挹ㄵ㠸改㑢㔴㈰て㙢昰㔸て㡥㕡ㄸ㜴昹挹搵攰㠴㈵昹㙥㄰ㄴ㑦ㅣつ㤳㌶〸昶攰㌱换て㠴㤹㈶挳戵攲㔸〵㑢ち㠴㕢㤰㥤㤸敥ぢ挲〶㤶收㌶㤲㡤㈰づ㄰㙥㌷愲愲ㅡ㠶晡攰㈳敦愰搰㥤㈰愲〶㔱〵挲㕤㠸改㑢㤴㍢㐱戸〷ㅣ戵戰改〲攱㍥㜰挲㤲㝣㌷〸㡡㈷收挲愴ㄷ〸愳晤㐰ㄸ㘵㌲㕣㉢愶戵戰㤴㠱㡦㝣㡣搹㍤㑥昲〴挹㤳㈴㥢㐱㐴㤱㉦㌰㑦㔳收ㄹ㤲㘷㐱㙣㘰㔴㘷㤹て愳㝤㘸昸㜹ち扣〰㈲戸敥㙡㜴㤶ㄷㄱ昵敤㉣㉦㠱ㄹ搷㔹ち摤㌰扣っ㤹戰愴愴て㑦搴㈳㌳ㅢ㈲扢戳昴昷㠳㘸㍦㤳攱㕡ち㙥㠴愵っ㝣攴ㄶ㘶昷㈶挹㕢㈴㙦㤳扣〳㈲㌲㝣㈱㝡㤷㌲㕢㐹摥〳㐹㠰㘸㈱㡣昶愱攱昷㈹昰〱㠸㘸㐲搴㠰攸㐳㐴㝤㈱晡〸捣㌸㠸㜲摤㌰㝣〲㤹戰愴愴て㑦㌴㈳㌳㉦㠸搲晤㈰敡㙡㌲㕣㙢摣㡢㘰㐹㜵愵晦㈰㍢㤱收ぢ挷户㉣捤㜷㈴晦〵戱攱㤰摦ㅢ㔱挱㤵昱㍥昸挸ㅦ㈸昴㈳㠸㔸㠲愸敡㑡㍦㈱愶㉦㤱㡣㍣慣昱攴ㄷ㜰搴㔲扡慢㉢〵昰㔴㍡㉣挹㜷㠳愰㜸攲㌸㤸戴㐱戰挷㤳敦㝦昶㤹搷㙦㌷ㄹ慥㌵晡ㄳ㘰㐹㠱挰㉤㡢攲㍢㠸㜹捦攱㔳挱㤶㘹㈴㕤㔸㍡晢㙢㝣扡ㄱㄵ㈷挲㔰ㅦ㝣㈴户㍢捡㕤㐰挴㔲㐴ㄵ〸摤㄰搳㤷昸っ㜹㔸㈰昴〰㐷㙤〵㜰㠱搰ㄳ㥣戰㈴摦つ㠲攲㠹㤳㘱搲ぢ㠴昷晣㐰搸㙡㌲㕣㝢っ㑥㠳㈵〵㐲㙦㘴㈷摡㝣㐱攸挳搲昴㈵搹ㄷ挴〱㐲㍦㈳㉡㤶挱㤰〲㘱㍦ち昵〷ㄱ㘷㈰㐹㠱㌰〰㌱㝤㠹搷㥣㈰っ〴㐷㙤㘵㜰㠱㌰ㄸ㥣戰㈴摦つ㠲攲㠹㌳㘱搲ぢ㠴攷晤㐰㜸捥㘴"}},null,null,"㜸〱捤㝤〹㜸ㄴ㔵昶㝤㕥㐸㥡㔴ㄳ㐸ㄴ㔴挰㠵㡥㐴㐱挱㤰戰〸ち㠸㤰戰㐹㤰㐰㐰摣㐳㤳㜴㐸㐳㈷㡤摤ㅤ㌶㔱㄰ㄷ摣昷〵〱㐵㕣㔱㜰㔴㐴㘱㜴ㅣ㠳攲㡥㈳㉥㌳㍡㉥攳㍡愳攲㠶摢戸攰攸晦㥣㕢㡢搵㕤㔵㥤晥昹㌷摦㘷㑢慥敦扥㝢敥㝤㔵攷㔴㔵㔷㔵扦敡捥㔲㔹㔹㔹扦攰挵晦昳㤵挳挶㝥搵ぢ攳㠹㔰㘳㐹㜹㌴ㄲ〹搵㈶挲搱愶㜸挹挸㔸㉣戸戰㌲ㅣ㑦戴〳挰㔷ㄳ㐶㍣㥥㕢ㄳて㉦ち攵搵捣ぢ挵攲〰攵㘶㘵攵攵㘹搹㠸㜷㌳晥ち㑤㐷㘳㤶㤶㐳〳㔴㤶收愳㘹㑦㤳㐷愳搱昸㘹㍡搰攴搳㜴愴改㐴㔳㐰㔳㐸戳〷捤㥥㌴㥤㘹扡搰散㐵戳㌷捤㍥㌴㕤㘹㌸扥搶㥤㘶㕦㤸晣晤㘰慡换㐷㑤㥡㌹ㅢ㙢㔳㥤㠸挶㐲㝤〳挷改换㍣㝣㜰挹㠰㤲戲搲搲挳㑢㑡晢〶捡㥢㈳㠹收㔸㘸㜸㔳愸㌹ㄱぢ㐶晡〶慡㥡㘷㐶挲戵ㄳ㐲ぢ愷㐶攷㠴㥡㠶㠷㘶㤶づ㤸ㄹㅣ㌸愴㙣攰愰㐱昵㐷ㅣ㌱㈴㝦㝦ㄴ㥥㔸㍥慡㉡ㄶ慡㡦晦㑥㈵て㘰挹㐹攵愳㑡㡥つ㈵㝥愷㤲㍤㔰昲搸昲㔱ㄵ搱挶㘰戸改昷愹㤹㑢㍤〷㔴㠴㙡挳ㄴ㍥ㄴ㡡㠵㥢㘶㤵㘰愱㤳㐸㠶㌷戸㘴っ搸慥つ挶ㄳ攵愱㐸㘴㑡愸㥥㥡攷㌷㤲戰㔰㉣搴㔴ㅢ㡡㜷㙡ㅣ扤愰㌶ㄴ㌱挲昱扣挶攳㠲戱㘳㠳㡤愱ㅣ㌶ちㅡ㜵捤挶搷㠵㥡ㄲ攱挴挲㡥㡤搳攲愱㈹挱愶㔹㈱㐲㜲ㅢ挷㌶㠷敢㜲㜲㔴㑥㑥㔶扢㕥㙥ぢ㈳挲㤴㡣㠹搵㤶㌷〴㘳〹昱㈸㔹㤹ㅢ搶戶㜵挸㠲㈷㉤ㄶ户愰㐰㑡ㄶ㐵慡づ㌷㑥〸挵㥡㐲ㄱづ㐲改晡愴㠰㠴ㄳ㥤㜹㡢ㅣ㜳㙤愸㡢敡㘰散㙢㕣ㄵ㡥愲〵㘸㡡㘰㝣〷挲ㄴ㑣ㅢ㕤ㅥ㌸㉣㌰㘵摡㠰挰搴敡捡挰㐰慤㈷挳挵㌰㉡攷つ散户昶㜴敥㍢搹㌵挱散㥡㤹搹㌵戵搹㌵㜵搹㌵愱散㥡晡散㥡㔹搹㌵つ搹㌵攱散㥡搹搹㌵㜳㠰㌱㕦㜹敤摢㘷ㅢ慦㥤㑦て㥣㝥户㌶㘷挲つ攵搷㑤㕥搰㤰㜷戴攲慥㉡晢散挱㘸㘸扤㘰㝣扤㘱㍡㔷㠴攳戵搱收愶㐴㘰㑡㌰ㄱ㤲〵ㅢ愸ㅤ㐲挸愱㌰㑡晤ㅤ㡢挴挵㝡敤慥㍤慡愶㠷ㅦ㌸㝡昳㠶㡤㡤㌵敦㥥搷愰戸搷㑢扤扥〴ㅦ〶攳㉢㠱戱㔶㙦㤰慣摥〰慤ㅦ挳愵㌰㑡扤㘰搴㝡㝦攴㡣愷㑡㜷㜶慣㔸ㄷ敡昷捣捣ㅦ㕥㔸愲㜸昰㤰㕡晤〹ㅥ〰攳ㅢ〸㘳搵ㅡ㈸戵捡戴㐱っㅦづ愳搴㌳㐶慤晦晣改慦捦ㅦ摢晤搰㔱换ㅦ昰敤㝤攰摦晥戴㑢㜱㝢㤴㕡㐳〸㍥〲挶㜷㈴㡣㔵慢扦㐱晢㔰㠶㠷挱㈸昵戸㔱㙢㔱搷㐷㠶攵づㄸ㌲攱敡㙦摥っ摥㔰㤵㝢㥦攲愱㑣㙡ㅤ㐵昰〸ㄸ摦搱㌰㝢㡥㙥ち挵㘶㉤っ㔴挵挲戵㍡㘵〳戴㤱㐴㡣㠲㔱敡ㄱ愳摣挱慢摦晡㑢㥦ㄹ㡢㈶㕥㜷挸㕥挳㌷晣㜷捡㠳㡡〷㐵㈹㔷㐱昰㘸ㄸ摦ㄸㄸ㙢搱捡〲攵搸㈲㑡戵戱っ㡦㠳㔱㙡戳㔱㙢摢㤳捦㔴慤敤昰挲搱㜷づㅡ晣捡戶㥤㡦捤㔶㍣戶㑡慤㘳〸㥥〰攳慢㠴戱㙡改㕢㔷愹㌶㤱攱㘳㘱㤴扡捦愸㌵昲㤶愳敥㉤戹户㝢攵㑤慢ㅦ敤㍥㝦㕡㠷㌷ㄵ㌷㌳愹㔵㐵昰㘴ㄸ摦ㄴㄸ慢㤶㑥晦〰慤㥡攱愹㌰㑡慤㌷㙡捤ㅡ㜸昴㕥㜷扣搳㙤挲㕦换捦㥦㕥昷搱愰愱㡡㐷㝡愹㜵ㅣ挱搳㘱㝣挷挳愴搴㉡搵㑥㘰昸㐴ㄸ愵㙥㌳㙡㝤㔴㜶攳㘷挳㑦扢㘳搴挵攷㙤㌸㜲㕢昱攷晤ㄴ摦㌰愴搶挹〴㥦〲攳㍢ㄵ挶慡㌵㔸愴散慦搵㌰㍣〳㐶愹㌵㐶慤ㄳ㘷㜶㙤戸攷敢ㄷ㡥搹攲晦㙣摦ㅢ搶晡晥慢昸扥㈳戵㘶ㄲ㕣ぢ攳慢㠳戱㙡㤵ㄹ㥢㔸㠸攱㝡ㄸ愵慥㌷㙡挵戲慦散㌴昴愳摤㤵搷㕣㜲㘱㌸㜰搰搳㝤ㄵ摦扥愴㔶〳挱㘱ㄸ摦㙣ㄸ慢㤶捥㝤㤹挶㕤㔳㡢挰㈸㜵㤵㔱换扦昱敥晥敢㠷㉦慢扣戵攸慤捡挷慥攸㕢慦昸㉥㈸戵㥡〸㡥挲昸收挲愴搴敡慦㥤挶㜰っ㐶愹㑢㡣㕡挷晣扣攸搹捡慡挳㐷㕤昶㘲㘱昴戴捡摤㥤ㄴ摦㑣愵㔶㠲攰㘶ㄸ摦㍣ㄸ慢搶攱〶㕦昳ㄹ㕥〰愳搴㜲愳搶攲挸挳㐷㤵昷戸㜱昴捤搹㔳㔷㉤ㅦ㔲昰㡢攲㝢戲搴㕡㐴昰改㌰扥挵㌰㉥㠷㡢挱摡ㄹ㠴㥣〹愳搴㔹㐶扤捥挷㘷て㌹㉣㤰㍢㘱晤攴㍥户㥣摡㜴搴㌸挵户㜷愹户㤴攰戳㘰㝣换㘰慣㘵搳戵㉣搳捥㘶昸ㅣㄸ愵㑥㌷㙡慤㕢ㅣㅦ㌶㜸搲㠰㜱慢昳扥㌸㍦昷摦㜳戶㈸㥥㈵㐸慤昳〸㕥づ攳㍢ㅦ挶戹㕢づ搶㉥㈰攲㐲ㄸ愵㥡㡤㜲昵ㄷ昴㈸㝦昲晡攱攳慦挹扡攲改晤㙢〷㘹㡡攷ㅢ㔲敥㘲㠲㉦㠱昱㕤ち攳㉣搷㕦扢㡣㠸换㘱㤴㡡ㅡ攵㜶㡣ち㕣㥡㝤晢搰㜱㔷㡦㝤晦扢㤲戱扤扦㔴㍣㜳㤱㜲㔷ㄲ㝣ㄵ㡣敦㙡ㄸ㙢㑤昵〳㘳㤹㜶つ挳搷挲㈸ㄵ㌶㙡昵昸昷ㅥて㝥戶昲攲㌱换ㅥ摣敢愶晢㐷㑤慥㔱㍣〱㤲㕡㉢〸扥ㅥ挶户ㄲ挶慡愵ㅦ捣〶㘸慢ㄸ㕥つ愳㔴慤㔱慢晣摢㥤搹敦㉤㘹㥣戴㍣㝢㜳㡦扦っ㍤㙣慢敡㡡戰搴扡㤱攰㌵㌰扥㥢㘰慣㕡晡㜲㤵㙡㙢ㄹ扥ㄹ㐶愹㔳㡣㕡搵敤挶㕣㌲㘸昱㡣愳敦㜹敥㠶扢㤷㜵㍣戳㐸昱㜴㑣㙡摤㑡昰㙤㌰扥摢㘱慣㕡晡ㄱ愳扦㜶〷挳敢㘰㤴㥡㙥搴㕡㍢㙢㥦扦慣扥敡扥㤱慢挶㙥捡㙡㘹昹愶㥦敡㡥戰搴扡㡢攰昵㌰扥つ㌰㔶㉤㝤慢㉤搳敥㘶昸㑦㌰㑡㑤㌶㙡ㄵ挴㥢㠳换㌷敦愸扣攲摥搵戵扢㡦晡昶㔸挵㤳㐳愹㜵㉦挱昷挱昸㌶挲㌸愵㉣搳敥㈷㘲ㄳ㡣㔲ㄳ㡣㜲晥㝤㑦敤晣昳戲摣㠹㘷㙢搹㈷摦㝡攵㠴ㅤ昹て㈲㍣搹㜸㍢慦㠸〵攷攳㥣攸搷戳慤晥㈵愵晣慦昵㤳㑣㥣㘳搶て慡ㅦ㕣㕦㔶㔶㌷愸㌴㌸㈰㤸ㅢ㐰搹㑣捦㙥戸慤攷搷㑦て㌷搵㐵攷换改㑥㝥晤㤸㜰㈴ㄱ㡡㠹㔳㔰㡦晦改愷㙣攲㜷慣ㅦ扤〰㈷扡戵晡㤹㔱㤷晡昲㔰㉣㠱㔳挴挴挲㕦㑦㤷昶ㅢㄵ㡣㠷㝥㜵晢ㄸ戵㐷攱ㅣ愰㉥扥慦㝢戰㍡㠱㜳㠳敥愹戱㕦㡢㌸搲慡㜱晥ㄸ㡡换㈲ㅤ㤰㥡㜶㕣㌰搲ㅣㅡ戹㈰慣㠷昷㑦〹攳㑣㌲㍡搳㍢㍡㈶ㄶ㍡捤㡡㍡㤶㘸㈴㉥㙤收㐹㙤挷㕡敡㈱㝤戹〲攵つ搱㜸愸㐹ㄶ慦㑦㘳㔵戸㜶㑥㈸㔶ㅤ攲㠵㔱愸㑥㔶㜵㉦㠶㡣搳搹㍥㤳㥡戰愲㌸㐱慤㍢搰摥㑢愲㐳㑤㜵愱㍡㉣敦㕣戰扣㜰㙡㜰㘶㈴戴㜷ㄲ㐴ㅦㄳ㠱㙥㐹摤㘳愲戵捤昱昲㘸㔳㈲ㄶ㡤㈴㐷㐶搶捤ぢ攲ㄴ扡㙥㘲戴㉥㤴㈳慦㉣摤慡慣㜶敤㤴捡敡敤㜶㉥捡摡㜱㥥慤摡㌶ㄲ㥥ㄳ愷〷摢㌶㈲㠲㕤捦㜲慤捡㘸搸㌶㌲攲て㐹扢㈴昶㡤㤰攸搲戴㘸㤷㡤㤴㐹㕤㤳㜷扣㤲㈹搰〷㍡㐴㐲摣㉢戳㡢扤㑢晥扡㕤戶戲愴㌶㔵㜸ㅤ㑣㜴ㅡ搲愴慣戵敤戵㉤㌸㍢扢戳戱昶愳攷攱㐲㘹㕣戰愹㉥ㄲ㡡愵扤㡡㔷㕣㈲㙤㌳捤ㄶ㥡㍦搳㍣㐴昳㌰㑣㙥〵㡥㜱㥥㡣收〰愱ㄶ愸㠵戹昳挳㜵㠹〶㕦㐳㈸㍣慢㈱㠱㍥㕣晤攷攵㤱㙥挷㑢㝢〴㕤摡㕦㘹ㅥ㠵昱晢戳㝣㉤昸㝦㤶捦㡦㔷㔶㉥慦㜶晥敦搷㘴搹挸搲攴ㄲ㄰ㄷ攸昱摣㐶㕣㘹挶摢戵㜳㕢敢㜱挱㜸㐳㠲㍢㕣晡㈰敢㙤愵㜹っ㈶晦㜱㤸㠹攳㐲ㄱ散慥扦搳戵㝤㙥㑦㤴㙣昵㉡㤲愷㔲㝢㌷㔶㉦㙣慡㙤㠸㐵㥢㜰㝦愵㈲㤸〸㡥慣挵愵㜲㕣〵㝤㡤㤵搱昲收㠴慦㜱㕣ㄸ晦换㙦㥣ㄲ㥡ㅢち㈶捡㜹㐵搶戱戱ㄲ㤷搹㜲戸ㅣ㕦户㈰户㔱扦㐲慥〸挵㙢㌵㕥㑡㡦挷搱㘷㠱て㉤ㅣ㑥昳ㅢ㜹㍣〹㉤㐸戰㜴晢挶慡㈰㉥挵ㄳㅡ㐰㝤㈴㑢㙦㌱戳愳昴㤹搹㝥挳㐳㠵㐲㘹摡慡㜴㤰づ扤㔲ㄶ㌷㄰扣㔱攲捤㌵挷戰愹㍢捡戴㐴㌸ㄲ㉦㌱搸㉤愹㠸攲㍥㑢㐸敥㌰㤱㜵㥦て摢㤱㉦慤㔶愹晢㌳慦挵㈷搵捥搴换㘲㔱挶挶愲捤㜳て㐰慤摦慢づ㙢㘵㘹摢㘰搶㝣㜹搷搰㠳㙥戸攷ㄷ攳晦㑢戰愷挸换昷〴㠲搶㘹㠸㜹戹摥㠲㑥㠶昱㍦㜹㘹㑦攱㝦㝥㡤㔸慤〵挶ㄹ换㉤㐶户敢〱搶攳㌶㐲㉥昰昹㡤㔸晢愹戱㤰摣ㄷ挹ㄳ㘷攱摣㔰挷挶改搱搸㥣㤹搱攸ㅣ㙥っ㥤挴㡢㌷㠴㐲〹摥㙣攸㘰摣㕢㘱㕢㈹搵慥㕤搲慤〴摢㕤㠹ㅥ愸敦㝢づ愶攳挸㐸㈴㘰㔶㡣晢戶愳慢ㅤ摥㐸㝣捦愳搱愷戲扣扣㘶㘲愸㉥摣摣㌸㌱㡡㍢㙣㠱搲挱㠷㤵づ㍡慣㝦㘹㔹晦挰㕣戹㡢ㄶ攴㝤挴㤲〵㤱㜸愳敡㡦戵收㕤㠲晡㤱㐳㍦晤攲攲て㈶㥤昵昵㐵晦㕡ㅡ㡤敦㔲㘵㐶挰㜱㍢攲㘰っㄱ挰㥦戶㠳收㐵㥡㤷㘸㕥愶㜹〵㐶昵㐱㉡㡦㕡㘸㈷扦戴㝦挰搷㕥愵㜹つ〶挷ㅢ㈱㕥㍦昴愸㕥攸攲攱㐷㝢㥤收つㄸ挵摢ㄹ摣㔳戳戴㌷㘱㍣攵㝥ぢ㐱㤷敢㥢㠱㑥㔹摦〶搲慦ㄱ敦ㄱ㔳㠷㈲㐶搹㌵搲慣㤱㔸㡤愴慡敥〶ㅦづ愲扡ㄹ〱挷㝤㤶扥㐸ぢ㌰晦㈳㥡㡦㘹㜶搲㝣㐲昳㈹㡣敡散㐹搴攷挴㝣㐱戳ぢ㈶㠵愸挳搰㈵㐴㝤㐵挰搷㌰慡ㅦ㡣㑥搴㌷㘸㜹ㄲ昵㉤㠲搶㝥㘱摥攷㘹㐱㈷ㄶ挴㤲㑢晢づㅤ㝥㡤㔸㈷㐹ㄲ㔳愵㠸戹㤱㤴㙤㜰攱㈰㐹ㄹ〱挷つ愴晥愸ㄴ攰㐸㔹ち㠶㠷㈸㉤㥢愶ㅤつ敦㠰慢摤㍦㝢㙤㑤㍥㘲摡搳攴挱愴㤰㌴〰㐵㡢㔸搸㑦㐰〷ㄸ㌵〸慥㑥㔲㍥㕣㑦㤲㍡㈲㘸㤱㘴摥挰㙡㐱㙥ㄲ㐹〵㐰昹㌵㘲㥤㈴㐹㑣ㅤ㡥ㄴ㌷㤲㜶㘲㠵㕣㜷戹㡦㡤㠰攳捥搸㄰㔴ち攰㑦敢捡攱扡搱㜴愷搹㤷㘶㍦ㄸ昵扥㈷㐹〷㄰搳㠳㈶〰㤳㐲搲ㄱ㈸㕡挴挲〷ㄲ搰ㄳ㐶つ㠵慢㤳㔴っ搷㤳愴㠳㄰戴㐸㌲敦捣戵㈰㌷㠹愴㕥㐰昹㌵㘲㥤㈴㐹㑣つ㐳㡡ㅢ㐹㉦㜹㤱昴愲ㄱ㜰摣昲㍢ち㤵〲昸搳㑡㌹㕣ㄹ㑤㝦㥡〱㌴〳㘱搴㜳㥥㈴ㅤ㑥捣㘰㥡㈱㌰㈹㈴㡤㐰搱㈲ㄶ㍥㤲㠰愱㌰㙡㈴㕣㥤愴㘱㜰㍤㐹ㅡ㡥愰昳ち㜶㠰㤳㡢ㄱ〰晡㌵挲㍤㘲㙡ㄴ㐶㜴攳改㈱㉦㥥晥㙣〴ㅣ昷㌲㉢㔰㈹㠰㍦㙤ㅣ㠷ㅢ㑦㜳っ捤〴㥡㑡ㄸ㜵扦㈷㑦挷ㄲ㌳㠹愶ち㈶㠵愷搱㈸㕡挴挲㔳〸愸㠶㔱㘳攱敡㍣㑤㠵敢挹搳㌴〴慤㡤挹扣㤷摡㠲摣愴㡤㘹㍡㔰㝥㡤㔸㈷㐹ㄲ㔳攳㤰攲㐶搲捤㕥㈴慤㌵〲㡥㥢戴挷愰㔲〰㝦摡っづㄷ愴㤹㐹㔳㑢㔳〷愳㔶㜹㤲㔴㑦捣㉣㥡〶㤸ㄴ㤲㈶愰㘸ㄱぢ捦㈶㘰づ㡣㥡〸㔷㈷㈹〲搷㤳愴㐶〴㉤㤲捣㥢挴㉤挸㑤㈲㈹ち㤴㕦㈳搶㐹㤲挴搴戱㐸㜱㈳改㐲㉦㤲㉥㌰〲㡥扢捦㔵愸ㄴ挰㥦戶㠰挳㉤愴㔹㐴㜳㍡捤㘲ㄸ㜵戶㈷㐹㘷ㄲ戳㠴㘶㈹㑣ち㐹㤳㔱戴㠸㠵㤷ㄱ㜰㌶㡣慡㠶慢㤳㜴づ㕣㑦㤲捥㐵搰㈲挹扣晢摤㠲摣㈴㤲㤶〳攵搷㠸㜵㤲㈴㌱㌵ㄵ㈹㙥㈴挵扣㐸㍡捤〸㌸㙥慢ㅦ㠷㑡〱晣㘹㤷㜳戸㉢㘸慥愴戹㡡收㙡ㄸ㌵挷㤳愴㙢㠹戹㡥㘶〵㑣ち㐹搳㔱戴㠸㠵㔷ㄲ戰ち㐶㥤〰㔷㈷㘹㌵㕣㑦㤲㙥㐰㌰㠵愴㔲㈷ㄱ㙢㠰昲㙢挴㝡挴搴㠹ㄸ捥㡤愴ㄳ扤㐸㍡挱〸㌸㍥㉦㌸ㄹ㤵〲昸搳搶㜱戸㍢㘹敥愲㔹㑦戳〱㐶㔵㝢㤲昴㈷㘲敥愱戹ㄷ㈶㠵愴㔳㔰戴㠸㠵㌷ㄲ㜰㍦㡣慡㠱慢㤳戴〹慥㈷㐹て㈰㘸㤱㘴㝥㕥搱㠲摣愴㉤㘹㌳㔰㝥㡤㔸㈷㐹ㄲ㔳㌳㤰攲㐶搲㈸㉦㤲㐶ㅡ〱挷〷㈱㌳㔱㈹㠰㍦慤㠵挳㙤愵㜹㡣收㜱㥡㙤㌰㙡愸㈷㐹㑦ㄲ昳ㄴ捤搳㌰㈹㈴搵愲㘸ㄱぢ㍦㑢挰㜳㌰㉡〴㔷㈷㘹㍢㕣㑦㤲㥥㐷搰㈲挹晣㈰愶〵戹㐹㈴扤〰㤴㕦㈳搶㐹㤲挴ㄴ㍦戶㜱㈳改㔰㉦㤲づ㌱〲㡥㑦㜸ㅡ㔰㈹㠰㍦敤㌵づ昷㑦㥡搷㘹摥愰㜹ㄳ㐶昵昴㈴改㕦挴扣㑤昳づ㑣ち㐹晣戰愸㠸㠵摦㈳攰㝤ㄸ㌵〷慥㑥搲〷㜰㍤㐹晡㌷㠲ㄶ㐹收㈷㑣㉤挸㑤㈲改㐳愰晣ㅡ戱㑥㤲㈴愶㈲㐸㜱㈳㘹㑦㉦㤲昶㌰〲㡥㡦慥㥡㔰㈹㠰㍦㙤ㄷ㠷晢㤲收㉢㥡慦㘹扥㠱㔱ㅤ㍣㐹晡㉦㌱摦搱㝣て㤳㐲㔲ㄴ㐵㡢㔸昸㐷〲㜶挳愸搳攰敡㈴晤〴搷㤳愴晦㈱㤸㐲㔲㝦㈷ㄱ扦〰攵搷㠸昵㠸愹ㄸ㠶㜳㈳改挷晦㜹㥣㜴晦㘰〴ㅣ㥦挹昱㌶㕡〰㝦㕡㕥㌶っ攷搲㘸㝥㥡づ㌴昹㌰敡㙢愴扡㕦攷㜶㈲愶㠰㠶搳㙥㔲㐸㙡㐶搱㈲ㄶ摥㤳㠰捥㌰㙡㍥㕣㥤愴㉥㜰㍤㐹摡ぢ㐱㡢㈴昳㌳挱ㄶ攴㈶㙤㐹晢〰攵搷㠸㜵㤲㈴㌱戵〰㈹㙥㈴扤攷㐵搲扢㐶挰昱㘱攳㈲㔴ち攰㑦ぢ㜰戸㈲㥡〳㘹㝡搲ㄴ挳愸㌷㍣㐹㍡㤸㤸㕥㌴扤㘱㔲㐸㍡ㅤ㐵㠵愴㐳〹攸〳愳捥㐰㤷㑥㔲㕦戸㥥㈴ㅤ㠶愰换捤㠰挱㑥㌲晡〱改搷㠸昷㠸愹㌳㌱愴ㅢ㔱捦㝡ㄱ昵㡣ㄱ㜰㝣㡡扡ㄴ㤵〲昸搳㠶㜰戸㈳㘸㡥愴ㄹ㑡㌳っ㐶㍤敥㐹搴㔱挴㡣愰㌹ㅡ㈶㠵愸戳㔰㔴㠸ㅡ㐵㐰㌹㡣㍡ㅢ㕤㍡㔱ㄵ㜰㍤㠹ㅡ㡤愰戵㌵㤹㥦攲戶㈰㌷㘹㙢ㅡぢ㤴㕦㈳搶㐹㤲挴搴㌹㐸㜱㈳㘹愳ㄷ㐹昷ㄹ〱挷挷挳晣㔴㌸㠰㍦慤㡡挳㑤愶㤹㐲㔳㑤㌳ㄵ㐶慤昷㈴改㌸㘲愶搳ㅣて㤳㐲搲㜲ㄴㄵ㤲㑥㈴攰㈴ㄸ挵捦㤷㜵㤲㑥㠶敢㐹搲㈹〸㍡㉦攱㕣㌶愶ㅡ〰晤ㅡ攱㑥㥥㈴愶㉥挴㠸㙥㍣慤昴攲改㝡㌳㤰晡戹昷挵愸ㄴ挰㥦搶挰攱挲㌴戳㘹收搰㐴㘰搴㔵㥥㍣㌵ㄱㄳ愵㤹ぢ㤳挲搳㈵㈸㉡㍣挵〸㠸挳愸换搰愵昳㤴㠰敢挹㔳㌳㠲㑥㥥㕣づ攱昳〱昴㙢㠴㍢㜹㤲㤸扡ㅣ㈳扡昱戴捣愴㈳昵㔶攵㔹㐶挰昱㠱晥㤵愸ㄴ挰㥦戶㤴挳㥤㐵戳㡣收㙣㥡㜳㘰搴改㥥㍣㥤㐷捣㜲㥡昳㘱㔲㜸扡ち㐵㠵愷ぢ〹戸〸㐶㕤㠳㉥㥤愷㡢攱㝡昲㜴〹㠲搶㑥㘷㑥㈸㘸㐱㙥搲㑥㜷ㄹ㔰㝥㡤㔸㈷㐹ㄲ㔳搷㈲挵㡤愴搹㕥㈴㠵㡤㠰㘳愶挲ち㔴ち攰㑦㕢挱攱慥愷㔹㐹戳㡡㘶㌵㡣慡昵㈴改㐶㘲搶搰摣〴㤳㐲搲昵㈸㉡㈴摤㑣挰㉤㌰㙡ㄵ扡㜴㤲㙥㠵敢㐹搲㙤〸㕡㈴㤹㌳㈵㕡㤰㥢㐴搲ㅤ㐰昹㌵㘲㥤㈴㐹㑣㜱㕥㠵ㅢ㐹㔳扣㐸㥡㙣〴ㅣ㔳㌰㙥㐴愵〰晥戴㝢㌹摣㝤㌴ㅢ㘹敥愷搹〴愳㈶㜸㤲昴㈰㌱㥢㘹戶挰愴㤰戴〶㐵㠵愴㠷〸㜸ㄸ㐶慤㐵㤷㑥搲㕦攰㝡㤲昴〸㠲ㄶ㐹收ㄴ㤰ㄶ攴㈶㤱昴㈸㔰㝥㡤㔸㈷㐹ㄲ㔳㌷㈳挵㡤愴㈳扤㐸㍡挲〸㌸收㤶摣㡡㑡〱晣㘹㑦㜳戸㘷㘸㥥愵㜹㡥㘶㍢㡣ㅡ攰㐹搲摦㠸㜹㠱㘶〷㑣ち㐹户愱愸㤰昴ㄲ〱㉦挳愸㍢搰愵㤳昴ち㕣㑦㤲晥㡥愰㐵㤲㌹户愵〵戹㐹㈴扤ち㤴㕦㈳搶㐹㤲挴ㄴ㘷挲戸㤱㜴愰ㄷ㐹㐵㐶挰㌱㘹收㉥㔴ち攰㑦㝢㠷挳扤㑢昳ㅥ捤晢㌴ㅦ挰愸㝤㍤㐹晡て㌱ㅦ搲㝣〴㤳㐲搲㝡ㄴㄵ㤲㜶ㄲ昰〹㡣扡ㅢ㕤㍡㐹㥦挲昵㈴改㌳〴㉤㤲捣㐹㍢㉤挸㑤㈲改ぢ愰晣ㅡ戱㑥㤲㈴愶㌸挵挷㡤㈴扦ㄷ㐹㥡ㄱ㜰捣〶扡ㄷ㤵〲昸搳扥攷㜰㍦搰晣㐸戳㥢收㈷ㄸ搵捥㤳愴㥦㠹昹㠵㠶ㄳ㡡㔲㐸攲挴㈲㈱㈹ㅢ㌱慤ㅤ㡣扡ㅦ㕤㍡㐹㌹㜰㍤㐹攲㌴㙢攷ㅢ㕣㤹㤳㡢昶〰晡㌵挲㍤㘲㙡ㄳ㐶㜴攳改慢㥦㍣慥㔱扥㌴〲愹搳㥣㜲㌷愳㔲敡攷戹㌲捤搹㥡〰㘲㥢㕡搲〹㘰㕦晤戴愶㜰㈲摥愱㝥㘴㜳㈲㍡㈶㥣愸㠸㈷昲敢㘱搰㤴㤴敥㌲㔷挲㤶搴愷晥戸㜰㘸晥㔴㝣㠲搹挳ㄹ挲っ昰昲收㜸㈲㉡ㅦ㔵ㅦ攰㡣㔷㐴㡦㡤㈶㌰㑤㜹㙥㈴戸戰搸㈵慣㐷愶㌷㠴㥡㌰㜹㈷㠶㌹㍣慤㠱愲㜳攷㠶敡㕣㤶戱㍡摡ㅣ慢つ㡤慦昸㈳㑣晦㔱晡㘷敥搸㐴㌹昱㐷ㅤ攴㍤摤挵挶晢晥搰㈶ㅢㅦ晤慡摦㌶㝢挴㔷㠸捤捤㌷㘷㝡㐳扦㠵㌱㍣㥡〱㈷㡢㘳㜳㑡〷收㜴㙣㘹㜵㉢戱捤㈹敡〰戰扦ㅥ捡敡㝤ㅤ㡤㐹㙢攳㥢攲攱扡㤰摦昰㈶㠶㥢㍡ㄹ捤㐹捤㠹愴㐸㜰㐱㘷㈳㠲㡦愸㈷㌵㜱㤲㝡㌰㔶昷㐷㄰〶㉢㠶㤷慥㡡昲攱扦摦挶戵㕥㈶㉢㙢ㄷ㙦㐶昰戵㙢〹㡥㌲攴㤹ㄳ㜷㕣㘷ぢ㔸㝢㈳ㅡ戶改㔸〵挰㜷㈴搵㔶㜷ㅥ扤㠹愱㘰㤳㈸㔰㥤愸慢〸捤敢㈴㠸㄰戶㙦㍣㜷ㄱ〹㜵㑥㜶㘵ㄲ㠹㔶㍦㜲㘶㍣ㅡ㘹㑥㠴㍡㔹㉤搹捦戵晡㈹愱〸㍥敤㥦ㄷ捡户㕡㔵戵〹㑣㍥戴敡㜱摡摣ㅦ㐷ㅤ㌰㤲㘳㈸愴㐴㈳㕦㥡挳㕢昲㑡㜰ㄷ晡㡤㡡㐲挸㝡㜹㝤㍥㐲慤扣㥥慦㍢㐷㘴㤹つ㙡ぢ㜱㌹㈱㉢昳戹㜳摣㡢㍡㥢㔳㍡昵〳㥣ㅣ扢昲捤㍥㑥㕢敢㔸㉦㠷㍤捣㑤攵㈳㌷〵摣㙤㈲㜸ㄶ㉡ㄱ慥つ㐶㈲ぢ㍢搵㡦㙦慡㡤㌴搷㠵㉡㠳㌳㐳ㄱ昳㤰ㅤ㡤㌵晥㐱昴捡攱收慦㙢㤵㠶ㄷ㘳㐲攱㜸㍣愳㘶捥搴晢捤㐷㌹摣㌱㌳摦㔵㔱㐳㤷攵㘱㉣挴晦㜹㤲愲ㅦ㐹㝢晥㍡挵㔶㥥㘲挲㈱捤搱挵㘳ㄹ㘷㜲㔹昳ㅣ㘵㙦戳挱㉡愳㤵㔱捣㐱慤戳㜵㡤ぢ敢㕤㝦㤸㝤㑡㈴昲昹㝣扦昵扤〵㕣攱戵换㤸ㅥ㠲㠳㥤敥㡦攰戹ㄵ㜷㡣㐷攰愷捥〱戳㥤㠳挸摢扥ㅣ〰ぢ〱㉣攰搱㑢㍦㘷㤸ㅡ㑥㐴㐲ㅤ敡㈵㉥敤㍣敥づ㘴戳㝤晤搴〶捣㥦慡攸㔸㍦㌶ㄶ慥㡢㠴㥢㐲㍣晦挰㥣㘸㍥㌹㔶ㄹ㥡㠵搹扢㔵搱㜸㤸㤳㤸㍡搶㑦㡤〵㥢攲㜳㌹㙤慥㜶攱㥥㐹㥥㠸㤵㕢㍦㉡摣㠴㥤㐷ㅦ㤳敤㠲晡敡㠶攸㝣㍣㑦搹摣搸㌴㌶㌸㌷晥㠷㄰捡㜸㉢〱㐳晡ㅥ㤵慤戲戳㔵㕥㜶摥㙦㝤㡦挲ㄶ㡥㤲㥣㕣㤳㑤㘳㐸昵㔷戴搲散慢㔴挹㤸㍢捤㝤㤵换㤴昴㝣愰敢㠴㑥敢㘱㔴ㅥ㝦戵㉥搸㐱昳昷㠲ㄹ㍦㜶摡昸㕦㘷摣晦晦㍣搹㤹晢㈸ち愷㜹ㄷ㤰慤挲㥡摤扢ㄷ挰㥤昴㉤㠵㝤摣㜰㌴ㄱ㥣㕥敡搶攷慦ㄷっ㌷㐴扣㜱ㄲ捥收ㄸ㑣挸捣挷㝥㡦愳㉥收戱攲㜰摢㐹㜷㜸㈲搷ㄸ㡣挴㡤㔸㜹戴戱㌱挸㉤㡢㕢㘵㌵づ搹愱㍣㌹慢挶㠱㐴慢㠷㤱捤捦攸ち㉥㐰㔷㜰㠱㜴攱㥤㤸㌳昶愵捤㕡搱㔹挱㔸㌸搱搰ㄸ慥捤愳挳㔹昵㝦㠸㑤ㄲ㕢㔰づ挸㌴㕦戲㕤攲ㄴ㌵㜵搲慣㍥捦ㄳ㙡㤷攰慡㠱搴㔱㝤㙣戸搹昲昶慤㝥攳㜴㘸㥣扥㙡㍣愷搵昶㠱挹挵挵ㅣ㍡㡣㝤挴㜶摥㠵ㅥ㌹〶攵㙣〵㈰敤㈴搵昶〰昸㉢愳挱扡㌱㜸挴㈲ㅡ㙢㙦㍣㜲㥣〷ㄱ㜹散㠸ㄵ㜲㕥㜲㌹㈶敦攳愱㠰㜹㌸搱㡤攵戱愳ㅡ㔳㝥㜳㌸愳搹愷慢挵扤㌳㉢㌷户㐳㥥摢㔸攳捤㕡挵挶㠴㑤晢㈳摢攳ㅤ昵㍦㥤㍣〴㠷㔰慥〰捦ㄵ戴慥㕣搹㙥㌰敡㌱戸㕣㥦ㄴ㐰㜷〲昶㈵ㅢ摢㄰㑣摤ㅦ㍣㈷昱㈲㈱㉢户㤱㤳㡢昳ㅡ戹㍡㌸愷昰㘱捡㌱㈶㈹㠳ㄲ㕦㠷扣挷ㄱ搷昶〳敡昹敤摢㠷愳㥤愵㥥㠲㌱挷攷〶㘰㉣攰晥挰㘸〷挰愸ㅤ攸攴㠵愷慦〷扤㠳昰搹て晥㙦扢摥㔰㥣ㄳ捡㙢づ昳㘵㔳㑣搷㑢扤㠴㄰捦㤶㜹㤰㙡敤捣㑢扤っㅣ捦扥昰昹ㄲ㤷愱〵㉤昳敤㕦扤〲㠷愷〰晡换昳㑤㑡㜱攲㈹摦愸戲㕣て㡣敡㔵㐴㜸㜰搴㝡㜲㤵㕥㐳㡢〷ㅤ㙥㠴㕣㐷敤㈰㤸㔶㌷㐲昵㍡㌲㑣攲㤸㙤㄰㜷㌰㉢昴㘲摤㌷摣〱扤〹㌸㠴〰㑥㜲愵扡摡愱昰㉣㐱摥戶愵搹〴改挳戴扥㑣攳晣㔲ㄱ攴㌰㜸搶㔵㘰〹ㅣ扢㉡㥣㠰㥡㕥㤵㥤㐰㘴慣捡㈷〰敢慡昴攳㠲戴挰戵㔴攱攴搶㑣㔴昹ㅣ戸㌴慡㝣㠱戰愸㔲挶戵摣〵捦㔴㠵㉢慡つ㠰㘹㕤㤵慦㤰收愲捡㐰㔶ㄸ挴扡㕦扢〳づ㈷㘰㌰〱摦〰㈰慡っ㠱㘷愹昲㥤㉤捤愶捡ㄱ㑣㍢㤲㘹摣戶㐵㤵愱昰㉣㔵㠶挱戱慢挲愳㕡㝡㔵戲㠱挸㔸㤵㜶〰敢慡っ攷㠲戴挸㘰晡愹戲攲〹㝢㈶慡昸㠰㑢愳㑡㝢㠴㐵㤵ㄱ㕣换㍣㜸愶㉡㕣㔱㙤㈴㑣敢慡昸㤱戶ㄵぢ㤷㜲㤰ㅢ挵ち攵慣摢挱ㅤ㔰㐱挰㘸〲昲〱㄰㔵挶挰戳㔴㈹戰愵搹㔴ㄹ换戴㜱㑣敢ち㠰愸㌲ㅥ㥥愵捡㌱㜰散慡㜰㡡㙤㝡㔵扡〳㤱戱㉡晢〲慣慢㌲㠱ぢ㤲愴捡㝥㠸㘵愲ち攷昱愶㔱愵〷挲愲捡㐴慥㘵〰㥥愹ち㔷㔴㥢〴搳扡㉡〷㈲㙤慢㔳㤵㉡㔶㤸捣扡㍤摤〱㔳〸愸㈶愰ㄸ〰㔱㘵㉡㍣㑢㤵㕥戶㌴㥢㉡搳㤸㜶ㅣ搳㑡〱㄰㔵愶挳换㉤敥㠷㍢㔹昸ㅣㄷ㙤扢㈸㥣搲㥢㕥㤴晥㐰㘴㉣捡〰㠰㜵㔱㑥攰㜲㈴㠹㌲㄰戱㑣㐴攱扣攱㌴愲っ㐶㔸㐴㌹㠹㉢㌹〴㥥㈹ち搷㔳㍢〵愶㜵㔱㡥㐴摡㔶愷㈸愷戲㐲つ敢づ㜵〷捣㈰㈰㐸挰㌰〰㐴㤴㤹昰㉣㔱㐶搸搲㙣愲搴㌲慤㡥㘹攳〰㄰㔱㐲昰慣㕤愵ㅥ㡥㕤ㄵ㑥㈰㑥慦捡㌱㐰㘴慣捡〴㠰㜵㔵㘶㜱㐱㤲㔴愹㐴㉣ㄳ㔵㌸㑢㌹㡤㉡㤳㄰ㄶ㔵挲㕣换㉡㜸愶㉡㕣㔱㙤づ㑣敢慡㑣㐱摡㔶愷㉡ㄱ㔶㘸㘴摤㙡㜷㐰ㄳ〱㔱〲愶〲㈰慡捣㠵㘷愹㌲摤㤶㘶㔳攵㌴愶挵㤸㌶〳〰㔱㈵づ捦㔲㐵扥ち攸搷㕢扥㉡〸㔴㝡㔵㘶〲㤱戱㉡戵〰敢慡㌴㜳㐱㤲㔴愹㐳㉣ㄳ㔵敡㠱㑢愳捡㉣㠴㐵㤵昹㕣换〶㜸愶㉡㕣㔱㙤㈱㑣敢慡捣㐶摡㔶愷㉡㡢㔸攱㜴搶㥤攳づ㔸㑣挰ㄹ〴㐴〰㄰㔵捥㠴㘷愹ㄲ戵愵搹㔴㔹挲戴愵㑣㕢〰㠰愸㜲ㄶ㍣㑢㤵㘵㜰散晢ち愷㐸愷㔷㘵ㄱ㄰ㄹ慢㜲㍡挰扡㉡㘷㜳㐱㤲㔴㔹㡣㔸㈶慡㜰ㅥ㜶ㅡ㔵㤶㈰㉣慡㥣换戵㕣ち捦㔴㠵㉢慡㉤㠷㘹㕤㤵㘵㐸摢敡㔴攵㝣㔶戸㠰㜵捦㜶〷㕣㐸挰㐵〴㥣〳㠰愸㜲㌱㍣㑢㤵攵戶㌴㥢㉡㤷㌰敤㔲愶㕤づ㠰愸㜲ㄹ㍣㑢㤵换攱搸㔵攱㥣散昴慡㕣〹㐴挶慡㕣〵戰慥捡ㄵ㕣㤰㈴㔵慥㐶㉣ㄳ㔵㌸昱㍢㡤㉡搷㈱㉣慡㕣挵戵㕣〱捦㔴㠵㉢慡㕤〳搳扡㉡㉢㤱戶搵愹捡戵慣㜰ㅤ敢慥㜲〷慣㈰攰㝡〲㔶〳㈰慡慣㠴㘷愹戲挶㤶㘶㔳㘵ㄵ搳㔶㌳㙤ㅤ〰愲捡つ昰㉣㔵㙥㠴㘳㔷㠵㤳挰搳慢㜲ㄷ㄰ㄹ慢戲ㅥ㘰㕤㤵㌵㕣㤰㈴㔵㌶㈰㤶㠹㉡㥣㘹㥥㐶㤵㝢㄰ㄶ㔵搶㜲㉤敦㠵㘷慡挲ㄵ搵㙥㠱㘹㕤㤵㡤㐸摢敡㔴攵㔶㔶戸㡤㜵敦㜷〷摣㑥挰ㅤ〴㙣〲㐰㔴㔹〷捦㔲㘵戳㉤捤愶捡㥤㑣扢㡢㘹㉤〰㠸㉡敢攱㔹慡㙣㠰㘳㔷㘵㉢㔰改㔵㜹っ㠸㡣㔵㜹ㅣ㘰㕤㤵扢戹㈰㐹慡㙣㐳㉣ㄳ㔵㥥〴㉥㡤㉡㑦㈱㉣慡摣挳戵㝣ㅡ㥥愹ち㔷㔴扢て愶㜵㔵㥥㐵摡㔶愷㉡ㅢ㔹攱㝥搶㝤捥ㅤ戰㠹㠰〷〸搸づ㠰愸昲㈰㍣㑢㤵ㄷ㙣㘹㌶㔵㌶㌳㙤ぢ搳㕥〳㐰㔴昹㌳㍣㑢㤵㠷攰搸㔵攱㌴昷昴慡扣づ㐴挶慡扣〱戰慥捡挳㕣㤰㈴㔵摥㐴㉣ㄳ㔵㌸㤷㍥㡤㉡㙦㈳㉣慡㍣挲戵㝣〷㥥愹ち㔷㔴㝢ㄴ愶㜵㔵摥㐳摡㔶愷㉡㉤慣戰㤵㜵摦㜷〷㍣㐶挰攳〴㝣〰㠰愸戲つ㥥愵捡㠷戶㌴㥢㉡㑦㌰敤㐹愶敤〲㐰㔴㜹ち㥥愵捡搳㜰散慡㜰㕥㝤㝡㔵扥〲㈲㘳㔵扥〶㔸㔷攵ㄹ㉥㐸㤲㉡摦㈰㤶㠹㉡㥣扣㥦㐶㤵敦㄰ㄶ㔵㥥攳㕡㝥て捦㔴㠵㉢慡㍤て搳扡㉡㍦㈲㙤慢㔳㤵扦戱挲ぢ慣扢摢ㅤ戰㠳㠰ㄷ〹昸〹〰㔱攵㈵㜸㤶㉡扦搸搲㙣慡扣捣戴㔷㤸㤶㠷摢挴愲捡摦攱㔹慡晣〳㡥㕤ㄵ㑥攴㑦慦㡡ㅦ㠸㡣㔵改〰戰慥捡慢㕣㤰㈴㔵昲ㄱ换㐴ㄵ㍥㉤㤰㐶㤵〲㠴㐵㤵㝦㜲㉤ぢ攱㤹慡㜰㐵戵㌷㘰㕡㔷㘵㑦愴戹愸昲㈶㉢扣挵扡㥤摤〱晦㈲攰㙤〲扡〰㈰慡扣〳捦㔲㘵ㅦ㕢㥡㑤㤵㜷㤹昶ㅥ搳〲〰㠸㉡敦搳挳摤攲て昰㝦扢㈰㝣㘸㈰扤㈰〷〲㤱戱㈰㍤〱搶〵昹㌷㤷㈱㐹㤰㘲挴㌲ㄱ㠴㑦㈶愴ㄱ愴ㄷ挲㈲挸㠷㕣愵摥昰㑣㐱戸㡥摡挷㌰慤ぢ㜲㈸搲㕣〴搹挹ち㥦戰㙥ㅦ㜷挰愷〴㝣㐶㐰㕦〰㐴㤰捦攱㔹㠲昴戳愵搹〴昹㠲㘹扢㤸㌶〴〰ㄱ攴㑢㜸搶㙥昲ㄵㅣ扢㉡㝣㐲㈱扤㉡㐷〲㤱戱㉡㐳〱搶㔵昹㥡ぢ㤲愴捡㌰挴㌲㔱㠵㡦㐱愴㔱㘵〴挲愲捡户㕣换愳攱㤹慡㜰㐵戵敦㘰㕡㔷㘵ㄴ搲㕣㔴昹㥥ㄵ㝥㘰摤㜲㜷挰㡦〴散㈶愰〲〰㔱攵㈷㜸㤶㉡㘳㙤㘹㌶㔵晥挷戴㥦㤹㔶〵㠰愸昲ぢ㍣昳づ㤸捣㈴戳㕤搵昳㠹㠸昴愲㑣〱㈲㘳㔱慡〱搶㐵攱㈷㝤挹愲㑣㐵㉣ㄳ㔱昸搸㐵ㅡ㔱愶㈳㉣愲戴挳〸敡㜸㜸愶㈸㕣㑦㉤ㄷ扤慤㡢㜲㈲搲㕣㐴昱㜱愱摢戳敥㐹敥㠰㍣〲昸㑤挷敡㘴〰戶㘱〳搷晣昰㉣㔱㙡㙣㘹攸㌷㍦戰改㠰戶㤶て愳ㅡ〰㄰㔱㍡挲㌳㐵改㐴愸㑤ㄴ㍥㝥㤱㕥㤴搹㐰㘴㉣捡ㅣ㠰㜵㔱ち戸ㅣ㐹㝢㑡〴戱㑣㐴攱㌳ㅥ㘹㐴㠹㈲㉣愲散挱㤵㥣ぢ捦ㄴ㠵敢愹㜵㠶㘹㕤㤴ㄸ搲㕣㐴改挲ち㝢戱㙥摣ㅤ戰㌷〱晢㄰㤰〰㘰ㅢ㐵改ち捦ㄲ㘵扥㉤つ晤愶㈸摤搰搶扡挳愸愵〰㠸㈸晢挲戳㡥㕦晢ㄱ㙢㔳㠵て㝢愴㔷㘵ㄹ㄰ㄹ慢㜲㌶挰扡㉡晢㜳㐱㤲㔴㌹〷戱㑣㔴攱ㄳ㈵㘹㔴㔹㡥戰愸搲㠳㙢㜹㍥㍣㔳ㄵ慥愸㔶〴搳扡㉡ㄷ㈲捤㐵㤵〳㔹愱㈷敢㕥攴づ㈸㈶攰㈰〲㉥〶㘰ㅢ㔵㌹ㄸ㥥愵捡㘵戶㌴昴㥢慡昴㐲㕢敢つ愳㔶〰㈰慡ㅣ〲捦㔲攵㔰㘲㙤慡昰改㤲昴慡慣〴㈲㘳㔵㔶〱慣慢搲㠷ぢ㤲愴捡㙡挴㌲㔱㠵㡦戰愴㔱㘵つ挲愲捡㘱㕣换㥢攰㤹慡㜰㐵戵㝥㌰慤慢㜲㌳搲㕣㔴㈹㘵㠵㌲搶扤挵ㅤ搰㥦㠰〱〴摣ち挰㌶慡㌲㄰㥥愵捡ㅤ戶㌴昴㥢慡っ㐲㕢㍢ㅣ㐶摤ぢ㠰愸㌲ㄸ㥥愵捡㄰㘲㙤慡昰㜱㤶昴慡㙣〴㈲㘳㔵敥〷㔸㔷攵〸㉥㐸㤲㉡㥢㄰换㐴ㄵ㍥㌳㤳㐶㤵捤〸㡢㉡㐳戹㤶㕢攰㤹慡㜰㐵戵攱㌰慤慢昲㄰搲㕣㔴㌹㡡ㄵ㐶戰敥挳敥㠰愳〹ㄸ㐹挰㕦〰搸㐶㔵㐶挱戳㔴㜹搴㤶㠶㝥㔳㤵㜲戴戵ちㄸ昵㌴〰愲捡㘸㜸㤶㉡㘳㠸戵愹挲攷㘷搲慢昲㉣㄰ㄹ慢昲ㅣ挰扡㉡㘳戹㈰㐹慡㙣㐷㉣ㄳ㔵昸㤰㑥ㅡ㔵㕥㐰㔸㔴ㄹ捦戵摣〱捦㔴㠵㉢慡㑤㠰㘹㕤㤵㤷㤰收愲㑡㈵㉢㑣㘴摤㤷摤〱挷ㄲ㌰㠹㠰㔷〰搸㐶㔵慡攰㔹慡扣㙡㑢㐳扦愹捡㘴戴戵㈹㌰敡ㅤ〰㐴㤵㙡㜸㤶㉡㔳㠹戵愹挲〷㜶搲慢昲ㅥ㄰ㄹ慢昲㍥挰扡㉡搳戸㈰㐹慡㝣㠰㔸㈶慡昰愹愰㌴慡㝣㠸戰愸㌲㥤㙢昹ㄱ㍣㔳ㄵ慥愸㜶〲㑣敢慡散㐴㥡㡢㉡㈷戲挲㐹慣晢㠹㍢攰㘴〲㑥㈱攰㔳〰戶㔱㤵㔳攱㔹慡㝣㘱㑢㐳扦愹㑡つ摡摡っㄸ昵㍤〰愲㑡㄰㥥㜹ち㌶㤳㔰㥢㈸㝣㐰㈸扤㈸㍦〲㤱戱㈸扢〱搶㐵愹攵㜲㈴㠹昲ㄳ㘲㤹㠸挲愷㤰搲㠸昲ぢ挲㈲㑡㠸㉢㤹㠵㜳㘱㔳ㄴ慥愷㌶ぢ愶㜵㔱戲㤱收㈲㑡〳㉢㠴㔹户㥤㍢㘰㌶〱㜳〸挸〱㘰ㅢ㐵㠹挰戳㐴㘹㙦㑢㐳扦㈹㑡㈳摡㕡ㄳ㑣敥ㅥ〰㘴昶㕣ぢ攷摤ㄵ摡ㅥ㌶攲㝣捣昸ㅥ昵㤳㥢㠳ㄱ晣㠶挴㈴㑣㜹㑦戰敢㡦㌰攱㌱㐷㝦昰㈰昵敢㥤㤳㝦㕡〲㡦散挸㉡㥣㜴捡〱㔸戳㔴づ㤲戱挶扡挵㠹晣㙤て㈶昸㜳慦搸晤换㉦㤹㡤愲㌰㑡晢㜹晣㑡搱㥡㥡慣㍣㡥〹㤱㈰ㅤ愷㘸敦㠹㘶㥡㜹扦㈹㜳昴㔹愹昳慦㤳ㄷ㌹㈱戵㑦㠴扦㌶攳㌶敢㌱㜹晡敦㕣㙣ㅤ慡ぢ㐶㘳つ敤㌴㝡挶㠲攴敥㠳摥㔶攷㡥㈲〱てㅦ㜱ㄶ㘹㜵㘲㘱〴㌳㜷搹攴ㄷ㘶敡㉤㑥㘰搴挳㔸扣㘸㉣〷㡦㕡愵㝥㌳慥㤵晢㈰㑡㜵攸㤲昲㑤挴㤲挶挸㕥㔸㥡摣㑢㐱慥㘷㝥㌲㥦捣攱换ㄷ挷㈲㜶㤹ㄸ慥㡤㐵攳搱晡㐴愰ㅡ㤳捦〳晣㙥㙡㝣㠳㑤改挸摣㡢㔱搱㜵㑣慥㔸㑥ㄳ㝦㈸㐵㈴昲捦㘹㡡捥㙦㤲愵挹㡤昳㉢扡㠵慦昶敤㌹っㅦ㑥㤰㔷㑦㤰㔷搸ㄵぢ捡㔷㘱㌷戳搱摤㙣散㙢㌴ち昶㐳㠳㔹㍥㐱晥㡥愶㜰㝦㔴收㈸扥㘶慣挰ㅥ攵愳㙡㤲㝦〳挶㌷て摤昹攸㤶改戱㔳昰㙤搶扥昹攸改㠴ㅥ摢㕣昲挲〳㡣㉡摡〲〴戵㈲搴搳〲㌰㉡㠰㝥ㅥ㑡晣敡㕣昰挶㑤㥤㘳挹㈶慢㡡搰攴㘶慢㉤㐶㡥敡㠹㤶㔰㜴〶㍤㠰〸㔴〷挱㜲戳㔲换㤰㑡㌱搱㤹攵㕢〲㠸愷㐲㙡㈹㘰㔴㈹㤹攵㠳㔹て慦挲㕥㘶愳户搹㌸挴㘸ㄴㅣ㡡㐶摢戰摣〷㤵㌹㡡㐶㤶㌵㜲慡㤱挶挲扥㘶晦㌹散敡㐵挴挱㌰慡〴晤㍡㙦ぢ戱㈶挹扣昵㐳㑣㜸㍢ㅦ㌹慡っ㥥昰㜶〱㍤攴挲捦㔲〳㘰㠵户㜹㐸㌷㜹搳戸㘵㜳㈳㔶〹㔷㡡〶㌲ㄵ慦挲㐱㘶攳㜰戳㌱搸㘸ㄴっ㐱愳㙤㈸㍡〲㤵㌹㑡㉡㐵㐷㥡晤㤷㤳㈲㝥㌱慡搶ㄷ㐶つ㐳扦㑥㔱愳㠳愲攱㠸〹㐵㔷㤳㤴ㄱ昰㠴愲㙢散ㄴ㡤㐴慦㔰㌴摢㤵愲〶㔷㡡㐶㈱㠹慦挲㜲戳㔱㘱㌶㐶ㅢ㡤㠲㌱㘸戴つ㐵㘳㔱㤹愳愴㔲㌴捥散㕦㑤㡡〶㄰挱㐷㐲搴㌱攸搷㈹ち㍡㈸㥡㠰㤸㔰㜴ㄳ㐹㤹〸㑦㈸㕡㙢愷㘸ㄲ㝡㠵愲㔳㕤㈹㍡搹㤵愲㉡㈴昱㔵㌸搹㙣㑣㌱ㅢ搵㐶愳㘰㉡ㅡ㙤㐳搱㌴㔴收㈸愹ㄴㅤ㘷昶慦㈳㐵㐷㄰㌱〴㐶ㅤ㡦㝥㥤愲㘹づ㡡㑥㐰㑣㈸摡㐰㔲㑥㠲㈷ㄴ摤㙤愷攸ㄴ昴ち㐵㔳散ㄴ昱〰㈵㍢㕡㤵㉢㐵愷㈲㠹慦挲ㅡ戳㌱挳㙣〴㡤㐶挱㑣㌴摡㠶愲㕡㔴收㈸愹ㄴ搵㤹晤㥢㐸搱〸㈲㡥㠲㔱昵攸搷㈹ㅡ敦愰㘸ㄶ㘲㐲搱ㄶ㤲ㄲ㠶㈷ㄴ晤搹㑥搱ㅣ昴ち㐵㘳㕣㈹慡㜰愵㈸㠲㈴扥ちㅢ捤㐶㤳搹㠸ㅡ㡤㠲戹㘸戴つ㐵愷愱㌲㐷㐹愵㈸㘶昶户㤰㈲㝥ㅢ慡㔶〱愳ㄲ攸搷㈹ㅡ敥愰愸ㄹ㌱愱㘸ㅢ㐹㤹て㑦㈸㝡挲㑥搱㐲昴ち㐵㐷摡㈹戲づ搷㐳㕣㈹㕡㠴㈴扥ち㑦㌷ㅢ㡢捤挶ㄹ㐶愳攰㑣㌴摡㠶愲㈵愸捣㔱㔲㈹㕡㙡昶㙦㈷㐵ㄳ㠸㌸〶㐶㉤㐳扦㑥㔱㤹㠳愲戳ㄱㄳ㡡㜶㤰㤴㜳攱〹㐵㉦摡㈹㕡㡥㕥愱愸挴㤵愲扥慥ㄴ㥤㡦㈴扥ち㉦㌰ㅢㄷ㥡㡤㡢㡣㐶挱挵㘸戴つ㐵㤷愰㌲㐷㐹愵攸㔲戳晦㌵㔲挴㙦㐲搵慡㘰搴攵攸搷㈹㍡挸㐱搱ㄵ㠸〹㐵㙦㤲㤴慢攰〹㐵㙦搹㈹扡〶扤㐲搱㠱慥ㄴ〵㕣㈹扡ㄶ㐹㝣ㄵ㕥㘷㌶㔶㤸㡤敢㡤㐶挱㑡㌴摡㠶愲㔵愸捣㔱㔲㈹㕡㙤昶㝦㐰㡡愶ㄳ㜱ㅣ㡣扡ㄱ晤㍡㐵摤ㅣㄴ慤㐱㑣㈸晡㠸愴慣㠵㈷ㄴ㝤㙣愷攸ㄶ昴ち㐵㝢扢㔲搴挵㤵愲㕢㤱挴㔷攱㙤㘶攳㜶戳㜱㠷搱㈸㔸㠷㐶摢㔰㜴㈷㉡㜳㤴㔴㡡敥㌲晢㜷㤱愲㔳㠸攰㜷慣慡つ攸搷㈹敡攸愰攸㙥挴㠴愲㙦㐸捡㍤昰㠴愲㙦敤ㄴ摤㠷㕥愱挸㙦愷挸㝡㐷换㜳愵㘸㈳㤲昸㉡扣摦㙣㙣㌲ㅢてㄸ㡤㠲〷搱㘸ㅢ㡡㌶愳㌲㐷㐹愵㘸㡢搹晦ㄳ㈹慡㈵㘲㈶㡣㝡〸晤㍡㐵捡㐱搱挳㠸〹㐵㔹戹㐰㍥〲㑦㈸攲㑦㉡戲〱㍦㑢㍤ち㉢ㄴ晤晣愳摢搹昵㑦攸㜵㕥㠰戴㌰ㄵ慦挲慤㘶攳㌱戳昱戸搱㈸搸㠶㐶摢㔰昴〴㉡㜳㤴㔴㡡㥥㌴晢昳戰㠲昲㜳㜹ㅡ扦㕦㔵㍤㡤㝥㥤愲㙦戱㌶挹ㄷ㈰捦㈰㈶ㄴ攵㤳㤴攷攰〹㐵ㅤ敤ㄴ㍤㡦㕥愱攸㉢㔷㡡㜶戹㔲昴㌷㈴昱㔵昸㠲搹搸㘱㌶㕥㌴ㅡ〵㉦愱搱㌶ㄴ扤㡣捡ㅣ㈵㤵愲㔷捣晥㉥愴㈸㑡〴扦㕤㔵晤〳晤㍡㐵ㅦ㍢㈸㝡ㄵ㌱愱愸㉢㐹昹㈷㍣愱愸㥢㥤愲㌷搰㉢ㄴ晤挷㤵愲て㕣㈹㝡ㄳ㐹㝣ㄵ扥㘵㌶晥㘵㌶摥㌶ㅡ〵敦愰搱㌶ㄴ扤㡢捡ㅣ㈵㤵愲昷捣晥〰㈹攲户㥦㙡晣㙥㔵昵〱晡㜵㡡摥㜲㔰昴㙦挴㠴愲㘲㤲昲㈱㍣愱攸㈰㍢㐵ㅦ愳㔷㈸㝡摤㑥㤱㜵㉣㝡捤㤵愲㥤㐸攲慢昰ㄳ戳昱愹搹昸捣㘸ㄴ㝣㡥㐶摢㔰昴〵㉡㜳㤴㔴㡡㜶㤹晤㝤㐹搱改㐴㉣㠲㔱㕦愱㕦愷攸㐵〷㐵㕦㈳㈶ㄴ㤵㤲㤴㙦攱〹㐵㘵㜶㡡扥㐳慦㔰昴㌷㍢㐵搶愹攳㜶㔷㡡扥㐷ㄲ㕦㠵㍦㤸㡤ㅦ捤挶㙥愳㔱昰ㄳㅡ㙤㐳搱晦㔰㤹愳愴㔲昴戳搹㍦㠴ㄴ㥤㐵挴㔲ㄸ昹戶㈵㥤愲㈷ㅣㄴ㈹ㅣ搹㠵愲㘱㈴㐵愶愰㌰㙦戸㥤愲㕣㘰㠴愲挷散ㄴ㔹㕢㔱㡢㉢㐵㍥㈴昱㔵挸改㈷搲挸㌳ㅢ㥡搱㈸攰㔴㤳戶愱愸〳㉡扢㔱㤴㙦昶㔷㤰愲攵㔸㉥㡤摦愸慡㌸㘳㐵愷攸捦づ㡡㌸挹㐴㈸ㅡ㐷㔲昶㠰㈷㕢搱㜸㍢㐵㥤搱㉢ㄴ㍤攸㑡搱㈶㔷㡡扡㈰㠹慦挲扤捣〶㘷㝥㐸捦㍥㐶愳愰㉢ㅡ㙤㐳ㄱ愷㡢戸㔱挴ㄹ㈴搲㕦㐵㡡昸㜵愷ㅡ扦㑣㔵敤㠷㝥㥤愲扢ㅤㄴ敤㡦㤸㔰㌴㤵愴昴㠰㈷ㄴ㑤戳㔳㔴㠴㕥愱攸㉥㍢㐵搶㡥戶捥㤵㈲捥捡攰慢㤰㌳㌳愴㔱㙣㌶づ㌲ㅡ〵〷愳搱㌶ㄴ㜱敥㠶ㅢ㐵扤捤晥㤳㐹搱㔵㔸㉥敤㑡ㄸ挵戹ㅣ㍡㐵㙢ㅤㄴ昵㐱㑣㈸㥡㐱㔲㘴慡〴昳㠲㜶㡡㌸㔵㐲㈸扡搱㤵愲搵慥ㄴ㤵㈲㠹慦挲㌲戳挱㌹ㄱ搲㌳挰㘸ㄴっ㐴愳㙤㈸ㅡ㠴捡㙥ㄴ㜱㙥㠵昴㌷㤰愲敢戱㌸摡ちㄸ㌵〴晤㍡㐵搷㌸㈸攲㕣〸愱㈸㐲㔲㘴摥〲昳ㅡ敤ㄴつ〷㐶㈸扡搲㤵愲换㕤㈹攲㝣〵扥ち㐷㤸つ㑥㔰㤰㥥㤱㐶愳㠰昳ㄳ摡㠶㈲捥㙡㜰愳愸挲散㑦㤰愲㌵㔸ㅣ敤㐶ㄸ㌵〶晤㍡㐵ㄷ㌸㈸攲挴〴愱㘸〱㐹ㄹて㑦㜶戴㠵㜶㡡㈶愰㔷㈸㍡捦㤵愲㜳㕣㈹慡㐴ㄲ㕦㠵㥣㐰㈰つ捥ㄶ㤰〶㘷っ昰㔵㔰㠵㐶摢㔰㌴ㄹ㤵摤㈸攲慣〳改㕦㑡㡡㙥挳㐲㘸户挲愸愹攸搷㈹㍡挳㐱搱㌴挴㠴愲㜳㐸㡡㝣愲捦扣㜳敤ㄴ昱ㄳ㝤愱㘸㤱㉢㐵ぢ㕣㈹攲㈷昹㝣ㄵ昲搳㝣㘹㥣㙣㌶㑥㌱ㅡ〵晣攴扥㙤㈸慡㐱㘵㌷㡡㌸〵㐰晡㉦㈶㐵敢戱㕣摡㕤㌰㡡ㄳ〰㜴㡡㑥㜳㔰挴捦散㠵愲换㐹㡡晥昹㍡昲慥戰㔳挴捦搷㠵愲㈶㍢㐵搶㥢㝥挴㤵愲〶㈴昱㔵ㄸ㌶ㅢ晣㈰㕤㝡收ㄸ㡤㠲〸ㅡ㙤㐳ㄱ㍦㝤㜷愳㠸ㅦ挸㑢晦ち㔲挴敦㌷搵敥㠵㔱㜳搱㉦扢捦㉡昴㥢慦挲搳搰㡢㝦㜸ㄲて扤ㅤ摢愹〵㜰㡡改㍦㐷戳㥤收㜹ㄸ㌵〳っ扣㠱慦㝦㜵晣㤰㕢㡤ㄱ㜰晣㉣攰㘲㔴㤲昱㙥戶㡦㜷〶㝡昱て㑦扦改攳㥤〳愷㤸㝥捡㜸㈷㜸㡤㜷扣ㄱ㜰晣扡摥昹愸攴㕣扦ぢ搰㡢㝦搸㑣昴昱㉥㠷㔳散㌲摥ㄴ慦昱㈶ㅢ㠱昷㐷捥㜸慡㜴㘷挷㡡㜵愱㝥捦捣晣攱㠵㈵敡㙡㔴㜲㡥㜷つ㝡昱て挴敢攳慤㠶㔳散㌲摥〴慦昱㡥㌱〲㡥摦㝣扢〹㤵㥣攳慤㐵㉦晥攱改㌰㝤扣㜵㜰㡡㕤挶慢昰ㅡ慦摣〸㌸㝥㍥㙤〳㉡㌹昵攳挷ㄹ昸㠷㈷戲昴昱㌶挱㈹㜶ㄹ㙦戸搷㜸挳㡣㠰攳㘷挸戶愰㤲㜳㍣㝥㌶㠰㝦㜸捥㑡ㅦ慦〵㑥戱换㜸㠷㝢㡤㌷挸〸㌸㝥搱㙢ㅢ㉡㌹昹攴㡤㜶晣挳㔶慦㡦户ㅤ㑥戱换㜸晤扣挶㉢㌱〲㡥ㅦ挷摡㠱㑡捥昱㕥㐴㉦晥攱㠹㈵㝤扣搷攰ㄴ扢㡣搷摢㙢扣㕥㐶挰昱㍢㔳㙦愲㤲㜳扣户搰㡢㝦㜸㑡㐸ㅦ敦〳㌸挵㉥攳ㄵ㜹㡤ㄷ㌰〲㡥㥦㙣晡〸㤵㥣攳㝤㡣㕥晣挳戳㍦晡㜸扢攰ㄴ扢㡣搷摤㙢扣㙥㐶挰昱敢㐷摦愰㤲㡣㤷㜴㝣昹ㄶ扤昸㠷㠷㙥昴昱㝥㠲㔳散㌲㕥㘷慦昱昶㌴〲㡥ㅦㄲ㤲㍢㝣慣㤴㜴晣攴㥤㍥ㄹ㙦㤷㍥ㅥ㙦㡣戹㡤㤷敦㌵㕥〷㈳攰昸㑤㥥㝣㔴㜲昲挹摢㘶㌲摥㜷晡㜸扣换攴㌶㕥慥搷㜸㌹㐶挰昱昳㌶㕤㕤挷攳㍤㈸ㄹ敦㘷㝤㍣摥戲㜱ㅢ敦攷ㅦ㍣摥ㅦ晥㘷〴ㅣ扦ㄴ㈳㌷㜲挸㘷㤲㝥扣愱㈳攳攵㘲昲ち摥㡦晡㝡㡣昷㥤搷㜸晦㌵〲㡥ㅦ㕣㤱扢㈲づ晤㜸㜷㐴挶换搷挷ㅢ攲㌱摥㉥慦昱扥㌰〲㡥摦㉥㤱㕢っ㡥昵攳慤〶ㄹ慦戳㍥ㅥ慦捣摤昸晣搸㙢扣㡦捣㐰敡㙦㠰挸昵扡㘳㍣㕥户换㜸摤昵昱㜸㤹敢㌶摥㝢㘶搹搴摦搲㜸搷〸散ㄸㄵ戸㌴晢昶愱攳慥ㅥ晢晥㜷㈵㘳㝢㝦愹攴攲搷挱㈷㉦㠲㘵扣㈲㝤㍣㕥㌳扡㡤昷㠶搷㜸慦ㅢ〱挷捦㔲挸㤵愴㘳㍣㕥㔱捡㜸扤昵昱㜸〱收㌶摥㉢㕥攳扤㙣〴ㅣ扦昰㄰㐱㈵攷晥挷换㌳ㄹ慦㥦㍥ㅥ慦㘶摣挶㝢摥㙢扣敤㐶挰昱㘳〹ぢ㕣挷攳戵㡥㡣㜷戸㍥ㅥ㉦つ摣挶㝢搲㙢扣㈷㡣㠰攳㜷〷攴㠲挱挱㈷㉦ㅣ㘴扣攱晡㜸㍣捦㜶ㅢ敦㔱慦昱晥㙡〴ㅣ㕦攱㉦㘷摦㡥敤㤳㘷攱㌲㕥㠵㍥摥ち㡦昱戶㜸㡤户搹〸愴㝥ㄵ㝥愱㜹㤸捥攵㤹敤愱摥㕦扡慥㝦㕤㈷㘶散㠵攲昲慤戴〵㔸挶摣㝡捥㌱散㔰捦㠹㝣㈱昹捥㔰昹愲昳㠸㑣搰换挷㌷㜷挶收㠴㘲㤵昸ㅥ㕡㝣㕦㘷㜵搸昸戱敥昱昸㝥㕡㝥慦愲昹㡤㤱㥡㜸㥣ㅤ敡慢㥦ㄴ挳㔷㐸戶慦ㅦㅦ挷户摤搶攵攱㔷摤ㄳ㠹㔰慣改㡦㌰换ㄵ昷㑢㜳㌰昷ㄸ㉦晤ぢ㍤㕤㘷㉢㜲ㅡ㘲敡㌷㑣摡扥搲昷㔷㍥捣慦㜴捥收ㄷ㝥晥戶㌹慥㌲扤㍡㕢㍤〰㕤攵㘳戱㑦晡㜷㤳㜹㝣昸ㄲ㔱晣ㅣ㉤戶ㄲ扦㤲攵㔵㤸ㄸ㈸㔸㌱㔹㠵收摢㠸攲㤵〵㌵㌷ち㙤㜴㉤㌴挹戳㤰攲㤵㠲㉤晦ㅥ搷晣㈹摥昹㍣昳户攵㙦㜰捤㥦收㥤扦㈵㌹晦㑥搷晣攳扤昳㜹㘶㙥ㅢ晦㜶搷晣㤳扣昳㜹愶㙤换扦挵㌵晦㔴敦㝣㥥㌹摢昲㙦㜲捤て㝡攷昳㑣搸㤶㝦㠳㙢㝥㥤㜷㍥捦㙣㙤昹㉢㕤昳㘷㜹攷昳㑣搵㤶㝦㥤㙢晥㙣敦㝣㥥㜹摡昲慦㜶捤㙦昴捥攷㤹愴㉤晦ち搷晣戹摥昹㍣㌳戴攵㕦敡㥡ㅦ昷捥攷㤹㥥㉤晦㈲搷晣㜹摥昹㍣㜳戳攵㥦敦㥡扦搰㍢㥦㘷㘲戶晣㜳㕤昳ㄷ㝢攷昳捣捡㤶扦捣㌵㝦㠹㜷㍥捦㤴㙣昹㑢㕣昳㤷㜹攷昳捣挷㤶扦搸㌵晦㕣敦㝣㥥挹搸昲ㄷ扡收㥦敦㥤捦㌳ㄳ㕢晥㍣搷晣㡢扣昳㜹愶㘱换㡦扢收㕦敡㥤捦㌳〷㕢晥㕣搷晣㉢扣昳㜹㈶㘰换㙦㜴捤扦摡㌳㍦㤷敦ㄱㄹ扦㔹昱っ敦㌷㍥摢㜰㉤挶㔱㝣ㅦ攱㠰摡㜵昴昸慥㈰摥ち㝡㍣挶㡢㜷㍤㍤ㅥ戱挵㕢㐹㡦挷㕦昱㔶搱攳搱㔴扣搵昴㜸㙣ㄴ敦〶㝡㍣搲㠹㜷㈳㍤ㅥ户挴㕢㐳㡦㐷㈱昱㙥愲挷㘳㡡㜸㙢改昱〸㈱摥捤昴戸扦㡢㜷ぢ㍤敥扤攲摤㑡㡦晢愲㜸户搱攳㥥㈵摥敤昴戸㥦㠸㜷〷㍤㙥昵攲慤愳挷㙤㔸扣㍢改㜱㡢ㄴ敦㉥㝡摣扥挴㕢㑦㡦㕢㡢㜸ㅢ攸㔱㝢昱敥愶㐷㈵挵晢ㄳ㍤㈱ㄵ㥡㈴㕤㘵㉢㈱㤷扤收㥢㍣摡㔹㑡㐸㜶㘰㠵㙣㐷慦㤰敥攸ㄵ昲搹㥢㔴㔷㐴㜰昴㡡ㄸ㡥ち㈲㡡愳㔷挴㜱昴㡡㐸㡥㕥ㄱ㡢扤㐹换㈰愲㌹戰㈲㥥愳㔷㐴㜴昴㡡㤸㡥扡㈲慡〳㉢攲㍡戰㈲戲愳㔷挴㜶㔴㄰搱ㅤ扤㈲扥愳㔷㌶〲㐷慦㙣っ㡥㕥搹㈸搸㙢㘷愷挳晦〳㐴㥤㌹㜹",null,"㜸〱敤㝤㜹㝣㔳㔵晡㝥㑦㘹搲摥戰㌴㡡㈲㠸㑡㡡㠸㈳㑢㙤㔹㐴㐰㠴㔲㈸愰散㘵㜱㔴慣愱㑤㈰搰㌴㤸愴㐰搵㔱㜱挱ㄵㄷ㕣〱㜱摦㜰〷㕣挶㘵愴挵㝤ㅦ㜰挶㜱摦㐷㐷㤹㜱晢㍡㍡㠸捡敦㜹摥㝢㙦戸挹扤㌷捤昰戵㥦㥦㝦㝣〳㝤㜳摥昳㉥攷㥥攷㌹㜷㍦昷㈶㑦攵攵攵敤挴㠷摦晣ㄴ戰戰㕦㜵㔳㈲ㄹ㡡㤶㔶挶敡敢㐳戵挹㐸慣㈱㔱㕡ㄱ㡦〷㥢㈶㐶ㄲ挹㜶㜰昰搶㐴㘰㑦㜸㙡ㄲ㤱㤳㐳㐵㌵㡢㐳昱〴㥣㍣㜹㜹㐵㐵㕡㍥散摤㡣㍦扦愹㘸㡣搲ち㈸攰㤵愷㜹㈹ち㈹㡡㈸㌴ちㅦ㐵㝢㡡づㄴㅤ㈹㍡㔱ㄴ㔳昸㈹昶愰搸㤳愲㌳挵㕥ㄴ㝢㔳㜴愱搸㠷愲㉢〵摢搷昶愵攸づ搱㘱㍦㠸敡捡搱㔳收㉥㐰㙦慡㤳戱㜸愸㕦㘰㤶扥捣㈳㠶㤴づ㉣㉤㉦㉢㍢慣戴慣㕦愰戲戱㍥搹ㄸて㡤㘸〸㌵㈶攳挱晡㝥㠱愹㡤㜳敢㈳戵㐷㠷㥡㘶挴ㄶ㠶ㅡ㐶㠴收㤶つ㥣ㅢㅣ㜴㜸昹愰挱㠳挳㐳㠷ㅥ摥㘱㝦㈴㥥㔴㌹㝡㙡㍣ㄴ㑥晣㑡㈹て㘰捡㈹㤵愳㑢㈷㠷㤲扦㔲捡ㅥ㐸㌹戹㜲昴㤸㔸㌴ㄸ㘹昸㜵㜲㝡挸攷挰㌱愱摡〸㠹て㠵攲㤱㠶㜹愵㔸攸㌴㤰愱つ㈹慤〲摡戵挱㐴戲㌲㔴㕦㍦㍤ㄴ㈶攷ㅤ愲〴㉣ㄴて㌵搴㠶ㄲ㥤愲㘳㤷搶㠶敡つ㜳愲㈸㍡㉢ㄸ㥦ㅣ㡣㠶ち㔸㈸㡥敡㥣㑤愸ぢ㌵㈴㈳挹愶㡥搱㤹㠹搰昴㘰挳扣㄰㕤㍣搱㜱㡤㤱扡㠲〲㔵㔰㤰搷敥㘰愷㠵ㄱ㘲㑡慢攲戵㤵昳㠳昱愴㘸愴慣摣挹搷㌲㍡㘴挱搳ㄶ㡢㈳㈸㤰ㄱ㐵㤲慡㈳搱愳㐳昱㠶㔰㍤ㅢ㈱㜵㝤㌳㥣〴ㄳㅤ昹ㄴ㌸㘶㙦挸㡢㙡㙦慣㙢散ち㕢搱〲ㄴ㈵㄰摥㥥㄰晢㑣て㈵㠳㤱晡挰搴㜸愴㌶搴㍦㌰㝤收攱㠱捡敡㠹㠱〱摡㠱㜴敢〵愱ち摥挶晡㙢㑤挳㜵㈸扦㈶㤸㕦㌳㌷扦愶㌶扦愶㉥扦㈶㤴㕦ㄳ捥慦㤹㤷㕦㌳㍦扦㈶㤲㕦戳㈰扦㘶㈱㝣捣㑦㔱㘱㘱扥昱戹攵收换㉢㙦㕦愷ㅤ㜵摦ぢ㜵㈳慥扣㉥晦㙥挵㔵㔶搶摤摥㈸㘸〷㐳㜸㝦〷㘱㕢慣挳㡣挵㍡㠴㙥㝤㈰㤴晡㉢ㄶ㡢㡢㜶摡戹㈷㔷ㅥ扢㙡挱㠴ㄵ㔵㜷昴晦㙥挵㔹ㄵㅥ㙥〱〶㍢攱㤴㐹㐱㐵㈲搱ㄸ㕤挴敤㡦㌱㍣㘴㘳ㄱㅤ㤳㐸㑥つ挶愳㠹㕦㜷ㅣ㘱ㄴ戵㌶㤰㉡ㄲ搱戶ㅦ㐸㘸攴㔷ㄹ㐸摥㝥㠰戹敢捣㠶㐸㌸ㄶ㡦昶㥢ㄴ㘹ㄸ搱扦慣㜴㐰扦㐹挱愵㈳昰慤昵㈷㔱愵㄰摥㐳㈱㡡㈷〵攳ぢㅢㄷ〵戰捥㐵㠲㔸㉤戵㌲㥡换㈱㤴㝡挵攰昱搴慤慡㝦㘰㙣㜰摣〳㔵捦晣改挵㝥摦㉥㔶摣㠸换搸ㄸ㐸攷㐱㄰摥挱㄰戶戱㌱㔰挶挶㈰敤㌰扡つ㠱㔰敡㌹㈳㘷户㔳㑡㐷㕥㔸㌰㘷散㡡ㄵ搱㍢晢ㅥ摡昵㐶挵敤㠳攴ㅣ㑡攷㘱㄰摥攱㄰戶㥣晡㙡㔰慥ㅤ㐱户ㄱ㄰㑡㙤㌶㜲㡥晤㙣挰攲㤶㉥㡢慡㉥扢㙤㘳捦㑢慥戸㝤戲攲愸㤱㥣㈳改㍣ち挲㕢〱㘱换㌹搸ㄸ挳愳改㔶〹愱搴攳㐶捥户捦昸昸挹捤摤晦㌲昱愲㐷づ㕦㜰换㜵㈵㕦㉢敥戱㈴攷㔸㍡㔷㐱㜸挷㐱搸㜲敡换㌹㐸ㅢ㑦户〹㄰㑡㍤㘴攴㥣㜳摡攷ㅤ扦戸㌰㌹㙡搳挶㙥㥦㍤昱㙤攳㘵㡡㍢㐰挹㜹㌴㥤㈷㐲㜸㈷㐱搸㜲づ㤱攵ㅣ愸㑤愶摢ㄴ〸愵敥㌷㜲摥昵㐹㝣搱㠵挹づ愳㌶㝤戰㜸挹挴㉦扦扣㑤㜱㕢㈰㌹愷搱㜹㍡㠴户ㅡ挲㤶㜳㠰㤱㜳〶摤㘶㐲㈸㜵愷㤱㜳昳敢㉢㠷扦㍢㜴㙢挵愳搷扣搵㜸昴慢㝤㙥㔷摣㍤㑢捥搹㜴㍥〶挲晢㝢〸㕢捥㜲挹㔹愶ㅤ㑢户攳㈰㤴扡挵挸㜹㝣昲敢晣㍢㝢㥥㜶昴㝤㘷っ愸つ晤晢戵㈳ㄴ昷昶㤲㜳づ㥤㑦㠰昰搶㐰搸㜲敡摢㤹㐱摡㠹㜴ぢ㐲㈸㜵㥤㤱㌳扣昶攷攱愷〴㝦ㅣ㝤攳戹㠵㝦扥㘳晡㐱㈳ㄵてㅥ㈴㘷㉤㥤敢㈰扣㈱〸㕢㑥ㅤ捦㜲㉤㑣户㜹㄰㑡㕤㘳攴散搴㝥敦㕢搷㉣㈸ㄸ㜳攵扣搹敢慦㕤戳㘸㥥攲戱㠸攴㡣搰㜹〱㠴㤷㥢㔲㕢㑥㝤㉣㤵㙢昵㜴㡢㐲㈸戵搲挸㜹敢ㄴ晦㡥扥愷㡥㥢㜴摥搷〷敥昷㡦㘳扡晤愴㜸㘸㈳㌹㘳㜴㕥〴攱㍤〹挲㤶㔳ㅦ㑢㘵㕡㥣㙥〹〸愵㉥㌲㜲ㅥ㕢㌸㙢搲ㄳ昷ㄴ㡣㌹㘷攱㍥㍢晦㔳㜶搷㝡挵㈳㈵挹搹㐸攷挵㄰摥㈵㄰戶㥣㝡摦〷㘹㑢改搶〴愱搴㜲㈳攷㥦敥扢㌵㙦晤扥攷㡤戹昹㠴昷㍢㙤㥢摤㜹㠷攲㠱㤷攴㍣㠵捥愷㐲㜸晦〰㘱换愹昷扤㑣㍢㡤㙥愷㐳㈸㜵㠶㤱㜳挵摢㌷㔶㝣㜷挱挸愳㉥晥搷扤㡢㐷㉤㠹㜴㔷㍣㡥㤳㥣换攸㝣㈶㠴昷㉣〸㕢㑥㝤㌹换戴戳改㜶づ㠴㔲㈷ㅢ㌹敦㙣㜷挵摢ㄳ户㑣㥡㜸㘵愷㠵㥦㝤晥攳昶㍤ㄴてぢ㈵攷戹㜴㍥て挲㝢㍥㠴㉤愷扥㥣〳戵ぢ攸㜶㈱㠴㔲㐹㈳攷㜱㜷敥昸攳捡ㅦ㕥㥡㜴捥㈱㑦㉦扢昸戰〳ㄶ㉢ㅥ㘵㑡捥ㄵ㜴扥ㄸ挲㝢〹㠴㉤愷㍥㍥〷㙡㤷搲敤㌲〸愵ㅡ㡣㥣㑦㥦晤㠷攱㍢㤳㘷㑣㕡晤攵㤲挸戲户㍡㍥慡㜸搰㉡㌹㉦愷昳ㄵ㄰摥㉢㈱㙣㌹㜵摥〷㙡㔷搱敤㙡〸愵收ㅢ㌹㔷㜷扦昰㡢㌷戶扣㌸㘵挳㜳㠹〷愶㍣扦慤㐸敤〳戳攴㕣㐵攷搵㄰摥㌵㄰戶㥣㍡㥥〳戴㙢改戶ㄶ㐲愹戹㐶捥㠵搷㍣戶愹捦昶挹㘳㉦㝡㜹挹搶慡ぢ㐶扤慥㜸㐸㉤㌹慦愷昳つ㄰摥ㅢ㈱㙣㌹昵扥㤷㘹㌷搱敤㘶〸愵㡥㌷㜲㤶摥㜲挳挴㑢ㅦ扢㘶搲ㄳつ摤㝢敤扢戹昱ㄵ搵つ㘶挹㜹㉢㥤㙦㠳昰摥づ攱㤲戳㕣扢㠳㙥敢㈰㤴㥡㘵攴晣愵摢㥦㝦摥晥㘳攵㔱搷昷摢敦愹挳捡愶捤㔱㍣攰㤷㥣㜷搱昹㙥〸敦㍤㄰戶㥣晡㜶㘹愰㜶㉦摤敥㠳㔰㙡慡㤱㜳摥㉢换晢ㄶ摥㌵扥㘲攳攸昷㜷㉣晤敥㠳㌹慡㍢捣㤲㜳㍤㥤㌷㐰㜸㌷㐲戸攴ㅣ愴㍤㐰户〷㈱㤴㍡捡挸昹㐱㤷搷昶慡ㅢ扤㜶摣晡挸慣昲昲昷扡㝤搶攱㘱㤸愷ㄹ㠷㝤㘳攲挱㈵㌸㜶摥㜵㔴㍥愰戴㡣晦㕡㍦ㄹ挱戹㐸㜸㜰㜸㐸戸扣扣㙥㜰㔹㜰㘰搰ㄳ㐰摡㕣㡦㠲戹㡡㜴〸捦㡥㌴搴挵㤶挸㘱㜱㠷㜰㔵愴㍥ㄹ㡡㡢㔲ㅣ挶㤷㝥㘸㉦㝡挷昰搸愵㌸㈱慡搵㡦愰昷ち㔷㠶攲㌸㈸㙤㐸㌶敤㍡ㅡ摡㙦㜴㌰ㄱ摡愵昶㌵㜲㡦㡥㌵㌶搴㈵扡㍢ㅢ慢㤳挱㘴㘸摦㑣摢慥㈴戶戰㙡㥣㘷㠴ㄲ戲㐸〷㘴㠶捤ち搶㌷㠶㉡㤶㐶㜴昳晥ㄹ㘶㥣㜱挴收扡㕢慢攲愱㤳㔲㔶摢ㄲ㔵攰ㄴ㜸戱攴戶昵㔲㌷改换ㄵ愸㥣ㅦ㑢㠴ㅡ㘴昱晡㐶愷㐶㙡ㄷ㠶攲搵㈱㥥㐰㠷敡愴慢㝢搳㘴㥣昶昴㥤搲㠰㡥攲㐴愶慥愷戵㤶㐰㠷ㅡ敡㐲㜵㔸摥㐵㐰戹㘹㐶㜰㙥㝤愸㑢㥡㡢摥㈶っ摤搲慡慢㘲戵㡤㠹捡㔸㐳㌲ㅥ慢㑦户㔴搴㉤收㌱㕤摤愴㔸㕤愸㐰㍥㜹扡㔴㜹敤摡㈹㤵昷㍢愷㘳㜱收㑥昰慣挶㌲㐸昶挷愸挹敥㙣ㄹ㐴㜴㜶㍣ㅢ㑡㘵㐶挱㌲挸攸㝦㐸搶㈵戱づ㐲㝡㤷㘵昵㜶ㄸ愴っ敡㥡扥攲㤵㑥〷㍦攰愱㍥挴戵㌲扦㤷㝢捡㕤攳戲㤵㈵戵戰挲敢㈵昴捥〲㥡愴㑤㡤扤戶㜵捥捦敦㙣昴㝥散㘲㥣㔰㡦て㌶搴搵㠷攲㔹慦昶㈸㉥㤱昶㐷㡡㐷㈸ㅥ愵㜸㡣攲㜱〸㑦㈵戶㜱慥㠸昲摣㔱㉤㔵㑤㥥㈵㤱扡攴㝣敦晣㔰㘴摥晣㈴敡㜰㤵愸愸㠸㜰摢㍥摡ㄳ愸搲㌶㔱㌴㐳昸㝣㜹摥ㄶ㝣攷㜹㝤昸攴㜹㑡㔰晣敦捦摤昳ㄱ愵挹愵〲㕣挸㐹㜸愲戸㈲㤱㘸搷捥愹搷攳㠳㠹昹㐹慥㜰搹㡤捣户㤹攲㐹㠸づ㑦㐱㑣ㅡㅦ慡挷敡晡㉢㕤〳昲ㅣ㠸㤴慤㕥㙤攰搱㔸㤷㘸㜵㔳㐳敤晣㜸慣〱搷攱挶〴㤳挱㡡㕡㕣㔲㐹愸愰㌷㍡㌱㔶搹㤸昴㐶挷㐷昰搵㈱㍡㍤戴㈸ㄴ㑣㔶㘲㙢㥣散ㄸ㥤㠸换㌱戲戹㥣㔰户搴ㄳ搵慦愴㡣〹㈵㙡㌵㕥㜲㤹㠰慤捦㔲㉦㑡搸㥣㜶㠸㜲㝢ㄲ㕡㥡㘴敡挲㈸㑥扡㌱㙡㌴㌸昵㤵㈸扤挴挸㡥㔲㘷㐶晢っつㄹ晣㔲戴㘴㘹㉦ㄵ㝡愶㍣づ㄰散㈸戱㠷㉤㌰㘴收㡡㌲㌳ㄹ愹㑦㤴ㅡ攸㤶㡥㠹攱㝡㕣㐸慥㐴ㄲ㜵慦ㄷ攳挸㥢㤵慢捣昵㤹搷㙣愶搴捥搵搳㘲㔱挶挵㘳㡤㡢㜸扡晤㙢攵㘱慥㍣敤㘹㠸敢扦戹㜳昸㐱㙢敦摢㘹㝣㥦㡥㌵㐵㍥摥㘷㘰戴ㅤ㍦攸挷㜸〳㌴づ㜷扡攱㑢㍥摡㜳昸昲㘹㡣㜱戱㜹㝡挱收戸愱㜵戹散攴㠱㝦㠷㈸㔰㤸ㄱて挹㜵戴㈲㔱㥡ㄶ㠵㍡㐶㘷挷攲ぢ攷挶㘲ぢ㌹㈸㍡㠹㤶㤸ㅦち㈵㜹㜱慡扤㜱㉤㡥㘵愵㔴扢㜶㘹㤷㥣㉣㔷戱㝡㈰扦昷㈵㠸㡥ㄵ昵昵〱㌳㘳挲晢㌲慡摡㘱㠷攲㝤〵㠵扥ㄳ㉢㉢㙢㈶㠵敡㈲㡤搱㐹㌱㕣㤱つ㤴つ改㕦㌶戸晦㠰戲昲〱㠱㐵㜲搵㌵挸敢㍥愵㑢敢ㄳ㔱㔵づ㐰㜸㈵㘹挸搲㤷摥㕡昴挱搳㔵敢㠲晢扦戹㉤戹㘵㤳㉡㌳っ戶换㔶扤搱㐴〰㝦摡ㄶ㡡慤ㄴ慦㔱晣㠵攲慦㄰慡て㐲戹昵㐲㌹晤愳晤つ扡昶〶挵㥢㄰搸敥〸昰晡㈶㐸ㅤ㡣㉡㙥㠶戴户㈹摥㠱㔰㠷㐰㜰㡤捤搳摥㠵㜰愵晤㍤ㄸ㙤戴㥢㤷捤㙣戴㝦〰㙦㥦挶ㄸ㍢敤㘲㔳㝤㘰㈳昵ㅡ愱搶〸慥㐶㘰㔵㌷〳ㄳㅢ㔸㕤つ㠳敤㝡㕣㝦㠴㘵㌹㜰㑣扢敡挵㜳搵戴〳㐷摢㈱㤱㝥扣昰㝦〷㝥扦戹〳扦昴㠳扥㍥慤ㅣ改㘴ㅣ昶戹敥攴晦敦戰挹改㈶㤹㝥搸昴㌹搷挷㉥慥ㅢ㥡㙤㌰㙢晦愴昸ㄷ挴慥つ㡤昶㤵慥慡㔲㝣换挶收㙢㍡㝤〳攱㈹㠳挸㝥㘸㠰搵戵ㄸ㑥〵扣㑣摥㌱㍡㈶ㄴづ攲慥㤶散捥㔵昰晦攷摥扥〰昷ㄶ搵慥㕤㝤昶㑥㘰搹戹㈷昵㘶㥥㄰愴摦㜳挱㥤愰扡㜱愱㠶ㄹ搸㜵㈵攸晥㙢敤挴㝦慤㍣㕣㈶敤㕢〸昳攳改㠸挱㤰㝢㥦〰㔷㕥攱㘲ㅥ㠹搵搴攴ㄵ㌱ㅢ㙢扣摦㐱搸㉥搸户愰ㄲ挹㔳晢㌳敤㝢㔴昸㌴晡摡昷㈰㘲㔳攵戰愵昶㈰摥ㅤ搰摡㘱昰攸㝢㤱㜶㐸攵戸换捤㌷っ戶扢〱〳ㄱㅦ挰㥦挶㐵搰戸愴ㅡ昹搶昲㈹摡㐱愸㥦㝥㜱摢攵㝡攸攳愵㈸㠴搸戵㈶昰愸㕦つ㐲扥ㄲ收搴攸攰㠳㔰㠷㐱搵㜷戹敤愱扡敥㜲㍢挰㘸摢攵㥡㜷㈳㕡㤰㈳つ戰㑥昰昶㘹㡣戱〳㈶㌶㌵〴㈱㈹挰㉣扢摣㙤攸㤸㈳㔸㕦ㄸ〶摢㙤㡥愱挸ㄴ挰㥦戶て㥢敢㑡搱㡤㘲㕦㡡敥㄰敡ㄳ㔷戰昶愷捦〱ㄴ㍤㈰㌲挰ㅡ㠶愴㈵㑣㕣㐲㠷㥥㄰敡〸愸㍡㔸〷㐲㜵〵慢ㄷ㡣㌶戰昴挳搲㜲㍢㈰扤攱敤搳ㄸ攳㘲㔳㈳搰慣ㄳ㔸慦戹㠱戵搵㌰搸敥摦㡣㐴愶〰晥戴㐳搹㕣ㄹ㐵㌹挵〰㡡㠱㄰敡㈵㔷戰〶搳攷㌰㡡㈱㄰ㄹ㘰㡤㐲搲ㄲ㈶ㅥ㑡㠷㘱㄰㙡㌴㔴ㅤ慣攱㔰㕤挱㍡〲㐶ㅢ㔸收晤愳ㄶ攴㐸ㅢ㔹㐷挲摢愷㌱挶づ㤶搸㔴㈵㐲㥣挰㝡捣つ慣㐷つ㠳敤挶搴㔸㘴ち攰㑦ㅢ挷收挶㔳㑣愰㌸㡡攲㘸〸昵㠰㉢㔸㤳攸㌳㤹㘲ち㐴〶㔸㔵㐸㕡挲挴搳攸㌰ㅤ㐲昱愶㤶づ㔶㌵㔴㔷戰㘶挰㘸〳㑢ㅦ㔹㠳散㠰捣㠲户㑦㘳㡣㡢㑤㑤㐰戳㑥㘰摤散〶搶㑤㠶挱㜶挷敤㘸㘴ち攰㑦慢㘱㜳㈷㔲〴㈹收㔲搴㐲愸㙢㕤挱ち搱㈷㑣㌱て㈲〳慣㠹㐸㕡挲挴ㄱ㍡㉣㠰㔰㤳愱敡㘰㉤㠴敡ち㔶㍤㡣㌶戰昴慢昵〳敤㠰㌴挰摢愷㌱挶挵愶愶愰㔹㈷戰㉥㜴〳敢〲挳㘰扢㤵㌸つ㤹〲昸搳㤶戰戹愵ㄴ㑤ㄴ㈷㔳㥣〲愱捥㜶〵敢て昴㌹㡤攲㜴㠸っ戰愶㈳㘹〹ㄳ㉦愳挳㤹㄰㙡〶㔴ㅤ慣戳愰扡㠲㜵㌶㡣㌶戰捣㕢㤹㉤挸㤱戶ㅡ㉥㠷户㑦㘳㡣ㅤ㉣戱愹㤹〸㜱〲㉢攱〶㔶摣㌰搸敥㤱捥㐶愶〰晥戴㑢搸摣愵ㄴ㤷㔱慣愴戸ㅣ㐲搵扢㠲㜵㈵㝤慥愲戸ㅡ㈲〳慣㘳㤰戴㠴㠹㔷搱㘱㌵㠴㍡ㄶ慡づ搶ㅡ愸慥㘰㕤ぢ愳つ㉣昳ㅥ㙤ぢ㜲愴㠱㜵ㅤ扣㝤ㅡ㘳散㘰㠹㑤ㅤ㠷㄰㈷戰㡥㜳〳敢㔸挳㘰扢昹㍢〷㤹〲昸搳㙥㘷㜳㜷㔰慣愳戸㤳攲㉥〸㌵挳ㄵ慣㝢攸㜳㉦挵㝤㄰ㄹ㘰㥤㠰愴㈵㑣扣㥥づㅢ㈰搴㠹㔰㜵戰㌶㐲㜵〵敢〱ㄸ㙤㘰㤹㌷㥦㕢㤰㈳つ慣㠷攰敤搳ㄸ㘳〷㑢㙣㉡㠸㄰㈷戰㉡摤挰ㅡ㙤ㄸ㙣㜷戵㙢㤱㈹㠰㍦㙤ㄳ㥢㙢㤶㌶㈹㌶㔳㍣〹愱㡥㜰〵敢㘹晡㍣㐳昱㉣㐴〶㔸㜵㐸㕡挲挴捦搳攱〵〸ㄵ㠶慡㠳昵㈲㔴㔷戰㕥㠲搱〶㤶扥捤㜲㌸㜴㜸〵摥㍥㡤㌱㜶戰挴愶㜸て摥〹慣扥㙥㘰昵㌱っ戶摢昵ㄱ㘴ち攰㑦晢ㅢ㥢㝢㠳攲㑤㡡户㈸摥㠶㔰扤㕣挱㝡㤷㍥敦㔱扣て㤱〱ㄶ敦晣㤷㌰昱㠷㜴昸〸㐲搵㐳搵挱晡ㄸ慡㉢㔸㥦挰㘸〳换㥣㉥搰㠲ㅣ㘹㈳敢㔳㜸晢㌴挶搸挱ㄲ㥢㡡㈲挴〹慣捥㙥㘰敤㘹ㄸ㙣昳㄰㘲挸ㄴ挰㥦昶ㄵ㥢晢㥡攲ㅢ㡡㙦㈹晥〷㐲㜵㜰〵敢摦昴昹㥥攲〷㠸っ戰ㄶ㈱㘹〹ㄳ㙦愷挳㡦㄰㉡づ㔵〷㙢〷㔴㔷戰㝥㠲搱〶㤶㝥攸㔰㘶〷攴ㄷ㜸晢㌴挶戸搸㔴〲捤㍡㠱戵攳㘷㤷㈳昸ㅦつ㠳㙤㠲㐵㈳㌲〵昰愷ㄵ攲晥㠲㔶㐴挱愹慦㥡㡦愲㍤㠴晡づ愱捥㔷ㄸ㍢搲愷ㄳ㐵㌱㐴〶㔸㡢㤱戴㠴㠹昷愰挳㥥㄰㙡㈹㔴ㅤ慣捥㔰㕤挱摡ぢ㐶ㅢ㔸晡㙡攸㜰㥣搵〵摥㍥㡤㌱㜶戰挴愶㥡搰慣ㄳ㔸ㅦ扢㠱昵㤱㘱戰捤ㅣ㌹〵㤹〲昸搳㝡戰戹〰㐵〹㐵㑦㡡〳㈱搴㍢慥㘰ㅤ㐴㥦摥ㄴ〷㐳㘴㠰㜵㉡㤲ち㔸㠷搰愱て㠴㍡つ㔵㍡㔸㝤愱扡㠲搵て㐶ㅢ㔸收捣㤵ㄶ攴㐸㕢つ㑢攱敤搳ㄸ㘳〷㑢㙣敡㜴㠴㌸㠱昵愲ㅢ㔸㉦ㄸ〶摢㤴㤸㘵挸ㄴ挰㥦㌶㠴捤ㅤ㑥㌱㤴㘲ㄸ挵㜰〸昵㤴㉢㔸㈳攸㜳㈴挵㐸㠸っ戰捥㐴㔲〱慢㠲づ愳㈱搴搹愸搲挱慡㠴敡ち搶ㄸㄸ㙤㘰改㈳换㘱㌵慣㠲户㑦㘳㡣ㅤ㉣戱愹㜳搰慣ㄳ㔸ㅢ摤挰摡㘰ㄸ㙣㜳㝤㌸挵㈷㠰㍦㙤ち㥢㥢㑡㌱㡤㘲㍡㐵㌵㠴扡摢ㄵ慣㤹昴㤹㐵㌱ㅢ㈲〳㉣㑥ㅢㄲ戰㝥㑦㠷㘳㈱ㄴ攷〹改㘰ㅤ〷搵ㄵ慣攳㘱戴㠱㘵捥㌵㙡㐱㡥戴㤱㜵〲扣㝤ㅡ㘳散㘰㠹㑤㜱㘶㤲ㄳ㔸㙢摣挰㕡㙤ㄸ㙣㤳㤸㔶㈰㔳〰㝦摡㍣㌶㌷㥦㈲㐲戱㠰㘲㈱㠴扡挲ㄵ慣㈸㝤ㅡ㈸㘲㄰ㄹ㘰㕤㡣愴〲搶㐹㜴㠸㐳愸㑢㔱愵㠳㤵㠰敡ち㔶ㄲ㐶ㅢ㔸收㈴㉡ㅢ㔸㡢攱敤搳ㄸ㘳〷㑢㙣敡㌲㌴敢〴搶㔹㙥㘰㥤㘹ㄸ㙣戳戳㉥㐷愶〰晥戴搳搹摣ㄹㄴ换㈸捥愴㌸ぢ㐲㥤敡ち搶㌹昴㔹㑥㜱㉥㐴〶㔸㔷㈰愹㠰㜵㍥ㅤ㉥㠰㔰㔷愱㑡〷敢㐲愸慥㘰㕤〴愳つ㉣㝤㙦攸㜰㙥㜸㌱扣㝤ㅡ㘳散㘰㠹㑤㕤㡤㘶㥤挰㕡攸〶搶〲挳㘰㥢㜶戶ち㤹〲昸搳慥㘶㜳搷㔰慣愲㔸㑤戱〶㐲搵戹㠲戵㤶㍥搷㔱㕣て㤱〱搶㙡㈴ㄵ戰㙥愴挳㑤㄰敡㕡㔴改㘰摤っ搵ㄵ慣㕢㘰戴㠱愵㙦戳ㅣ㙥戳摥〶㙦㥦挶ㄸ㍢㔸㘲㔳㙢搱慣ㄳ㔸搵㙥㘰㑤㌷っ戶昹㜴搷㈳㔳〰㝦摡㝤㙣敥㝥㡡昵ㄴㅢ㈸㌶㐲愸㠹慥㘰㍤㐸㥦㠷㈸ㅥ㠶挸〰敢〶㈴ㄵ戰ㅥ愱挳愳㄰敡㈶㔴改㘰㍤〶搵ㄵ慣挷㘱戴㠱㘵捥攷㙢㐱㡥戴㙤搶ㄳ昰昶㘹㡣戱㠳㈵㌶㜵㌳㐲㥣挰ㅡ敥〶搶㌰挳㔰㥡㌹㔱昰㔶㘴ち攰㑦㝢㤶捤㍤㐷昱㍣挵ぢㄴ㉦㐲愸㐱慥㘰扤㑣㥦㔷㈸㕥㠵挸〰敢㌶㈴ㄵ戰戶搰㘱㉢㠴攲㈴㐳ㅤ慣搷愰扡㠲昵ㄷㄸ㕤挰㜲㌸摤㜹ㅤ摥㍥㡤㌱㜶戰挴愶搶愱㔹㈷戰づ㜴〳慢愷㘱戰捤㠰攴挴挷〰晥戴昷搹摣〷ㄴㅦ㔲㝣㐴昱㌱㠴摡捦ㄵ慣扦搳攷㔳㡡捦㈰㌲挰扡ㅢ㐹〵慣捦改昰〵㠴扡ㄷ㔵㍡㔸摢愰扡㠲昵㑦ㄸ㙤㘰㤹㌳㌰㕢㤰㈳㙤㘴㝤〹㙦㥦挶ㄸ㍢㔸㘲㔳昷㈱挴〹慣昶㙥㘰昹っ㠳㙤㙡攷㝡㘴ち攰㑦晢㠱捤晤㠷㘲㍢挵㡦ㄴ㍢㈰㔴㠱㉢㔸㍦搳攷ㄷ㡡㥤㄰ㄹ㘰㙤㐰㔲〱㑢戵㠳㐳㍥㠴㝡〰㔵㍡㔸敤愰扡㠲㔵〰愳ぢ㔸づ㐷昰㕥㜸晢㌴挶搸挱ㄲ㥢攲㐴㔴㈷戰晥攷㈷㤷搳㥤㙦つ㐳收㥣㔵て㘷㠰㘵㑥捥㤱㘷㥢㔲戳昹㉣㌷㡣㍢挱搹ㅢ挶愳㈷挹㐴晢㜰㐵㘳㌲㔶ㄵ㐹攲㡥㕥㠷㌰〴㡡ㄲ戲慦㑣㝣戳〴昵つ捦㡡㠴㤶昰㕥㕥て扢〹㡦㝤㔵㌶㈶㤲㌱㤹㜷㜴㠰摤㍥㈶㌶㌹㤶ㅣㄳ㐹㉣慡て㌶昵㜲㌰敢㤶搹昳㐳つ㤸㠹ㄹ挷㠴捣搶㥣㘲㡢ㄶ㠵敡ㅣ㤶戱㍡搶ㄸ慦つ㑤ㄸ昳㕢㤸换愹昴〹㔴㜹㤸㡢愳㔴㥥㍡挸晤㡥扥〵昷晤挱㑤㍥收敦愸摤㥢ち攸㉤挶㜰㔳扤昰㍣㈶扥昳搸㉣愷收㘱㙥摥㈳慤づ㄰换摣搰昶㜰昶㠵㐱慡㕥搷搱㤸㝣㍣愱㈱ㄱ愹ぢ昹っつ㡦㉣㜵㌲㡡㔳ㅡ㤳㘹㤶攰搲捥㠶〵㔳㡣愶㌴㠰昸摡㘰扣敥户挰〹㍡㠶㡦㑥㠸昲攲摦敥挱慣愷挹换晢㝡愷搲㡢㕦㥦㡥慤っ㜱收〴㑣挷搹㕥愹ㄵㄱ〵换戴㕡捥〵攸㐸愸㔳搵㐵搴㈶㠵㠲つ挲㐰㜵戲㙥㑣㘸㜱㈷昱〸㘱㘸攳㌹换晡㔰攷㜴㔵㘶て㘸攱㡡戹㠹㔸㝤㘳㌲搴㈹㔵㤲㔵㕣ぢ㑦て搵㘳戶搶攲㔰㠷㔴㘹㙡㙤ㄲ㤳挸㔳昹㌸晤昹户挳づ㄰㈹㌰ㄸ㔲挲㤱㌷换㤶㉤扤ㄳ㕣㝢㜶㤳㔱㄰ㄹ㤶捦㤷㈳搵敡㔵晣慣ㅢ㤹㘷ㄶ挸㉤挸㝤っ改㌳愷〷愴㙦㘵慤㜳愰戹ㄶ㜵㌶愷收敢摢㌶搹㙣㜵㌰敢㌸晤戸㘳㔸戶㜸㜸挶㠰捦㔰ㄶ㜳戵愹挷戳捦挹㐸㙤戰扥扥愹㔳㜸㐲㐳㙤㝤㘳㕤㘸㘲㜰㙥愸摥摣㕡攳㠱挱摦〸㕦〵ㅣ晥㍡㔷㔹㜰㌱㐰㤹㠰㘷搲捤ㄹ搷扢扤㠱挳㜵㌷㜳㠷㡡ㅣ㍡㉤㡦㘳㈱晥敢挹收㍥〴敤戹敢㔱〹㜹㙡ㄹ㥢㌴㕢ㄵ户㘵㥣㤱㥢㥡慦㉥㙢㥢挵㙤㘲㙣㘲っ捦ㄲ搴㔹慡挶㐷昴慡摦捣㍡㈵ㄴ㜹扤摥摤摤慤〰㉢㝣扥收搴ㄱ㝥昳㘲ㅡ扦㐷昲搸㡡㉢挶ㄳ搰㌲攷昲㕡㔶っ搹攳换〶搰て挷㘲㙥扤昴挳㠵ㄹ㤱㘴㝤愸㝤㔸散㔲㉥攲敡㐰㌴ぢ挳㌳收㘳晥敢㤸㡥攱㜱昱㐸㕤㝤愴㈱挴㐳て㍣摢挲㈷挵㈷㠶收攱㈹㡣愹戱㐴㠴㤳㔰㍢㠶㘷挴㠳つ㠹㐵㥣晥㕣摢戴㘷㥡㈶㘴㜹挲愳㈳つ㔸㜹昴㌶㔹㉥づ㔷捦㡦㉤挱晢ㄳㅡ愳つ攳㠲㡢ㄲ扦〹愲㡣㕤〹㄰搲搷愸㝣㤵㥦慦㡡昲㡢㜶㜷ㅦ㠵ㄱ㡥㤴〳㤰㉦㥦挲愰㙡ㄳ㑡㔹搶㔵戲㘴㍣〳挳㜵㤵换㤴昶ㅣ户攳挴晣搴换㈷戸晤搵㍡㘳〵敤戰ㄷ挴㠴㜱㌳㈷散㝡㜲敡㝦昳㈶〷㑦㌳ㄲ㘷搹ぢ挸愸㐸㍤愵戱㌷㥣㍢改㈳㠵㜵ㅣ㌸㥡㄰㑥㉤㜳昴昹挲攲挳㠱㠸ㅤ㈷摤㔹慣挲挴晡づ㔸敦戱搵挵昳〸搸摣㜶搲ㄵㅥ挳㐵㠳昵〹挳㔶ㄹ㡢㐶㠳ㅣ㔹ㅣ㤵搵搸㘴㠷㡡攴㠰ㅡㅢㄲ㉤っ㈱挳捦愸ち㉥㐵㔵㜰愹㔴㘱㑦捣㈷慦愴捣㕣戱㜹㜸戰㍢㌹㍦ㅡ愹㉤愲挲愷愳㝥ㄳ㐳ㄲ㈳愸〰㘰㥡ㅦㄹ㤷㌸㍡捤㥣ㅣ愸捦搷〷摢愵㌸㘱㈰㜴㘴ㅦ〳㌷㕦㜶摦㙡㌷ㅦ㙢挱攱慢挶挳㔹慤ぢ㠴〷攷㜱愸㌰搶ㄱ换㜱ㄷ㙡㘴ㅢ㔴戰ㄹづ㔹ㅦ㌶㈸㠴㠳㙦㘲㉣㔸㔷㠵㐷攵㘲昱㐲攳ㄵ㈳㐵㈰㤱摢㡥戸㥦捦㤷㔴攲㈱㉣㍣摣戵ㄸ〷扡昱㈲㔶㔴攳搱㡤〲㍥㤹攲搵搹攲摡㤹攷昱戴㉦㜲㙡㙢㠲㤹慢㤷㌱攱摥晡㡡㤶〹戶晣晦㥣㜶㌸㌶愱散〰㡦ㄵ戴㝤搸搹慥㄰敡㐹愸散㑦㠶㐳㌷㍡散ぢ攱㜹ㅡ挶捣昵挱昵㘱っ〴攴㜹愲㝣㐸愴㈸捡敥攰㤸挲㡢㐷㐷昰戰〹㈰昱戶㉦㝡ち㜶慤㍢扣㕥㝥改愵ㄱ㈸攷㈹㍥搵㘰戶捦〱㘰㉣攰㝥㙣㝦㝦〸戵〵㤵㍣攷昴ㅥ㐰つ攷ㅢ㍤昰㙤㌹摦㔰㕢愱昲㥣挳晣㔸ㄸ搳昹㔲㥣昰捦愳㘵㙥愴㕡㍢昲㔲㝦㠱ㅦ㡦扥㜰㜷㡡换搰挲㌰㘳昷慦晥ち㠵㠷〰晡挷㜵㈷愵晥〶〷敥愸昲ㅣ㌷㡣敡つ㔸戸㜱搴㝡戲㑢㙦愲搴㡣㍦づ㐲昶㔱敢〵搱敡㈰㔴㙦㈳挲〴㡥搱〶㜰〷㌱㐳㙦收㝤挷搹攱㘰㍡晣㡥づ敦挲㠱散㙡㠷㐰㑢ㄱ昲㠱㈵捣㠳戲㤱户て挳晡㐲㜸㌸㤷昹扦㤸㌳㉥攳㉤㜵㐶㉦愷ㄷ扢㑥攰㍢㠶慤攷敢㥤挳挶㠹扢攵昴㍣愳㑥づ㙢戱㠹晤つ㥤㝣〳づ㠰㘹㙥戰㜶晢戸㠷㕢ㅣ㙥㕥㌰捦㜵ㅢㄲ捡昰昱昶〳攰㝢ㄹ㙦敥〸〰㥣㘴㍣㌲户㤱㐷㈲搲㈸昷戵〵扢㜶戸㡡㌳挸㘵㕣昵㐷㤸攲㔴昲㘶晣㜱㕣㜱ㄴ㙢㠷㤲扤㝣愹挰㡡挰㡦㘵㔵㐱㡤摥昸㔷愸愷㔹㉢㘳ㄲ㐳㔱㕦愳攰㌰摡捡攱愳つ愰攳㌷捥づ〳改㌰〸挲昳㉤ㅣ㌲户收改㤳戸㜱㙤㐲㠳㔳㠱扣昴㠷て㤳ㄵ攱戹㉣㜹ち捤㈳ㅢ挴昶㤶愷挷扣晡㠳㘳㐵㠸㐱㈹㥡昰㔶㘳扦ㄸ慡昳改㐳㡢ㅢ㈰㙥挰昳昳ぢ戰㜳昰㘶㍥搲㘲㙢㤶㈹慡㐳㌲搱㕣ㅤ㠰㐵昰づ挶ㄲ敦挳敢㔵挸㕦㤳昹㐶㤴ㄶ㜸㔸慦㔵晡㝣摡㄰昸攷昹ㄴ㘷㔳㥢㈸㔹㌶㘶㠷ㄳ㠴愱㄰㙡㈷ㅣ㘴㘳㌶㡣ㅡ㌶㘶挳ㄹ戸敢攲〹慥愲戴戶㌱㘳扦㜲摥㤸攵挳㔹摦㤸ㅤ挱㘵攰㤲愷㌶㘶敤㘰换㘵㘳挶㈹搹㔹㌶㘶㕥㤸㘵搰ㅤ挹㉥ㄵ㐲㙢㐶㉢ㅣ㜴散愳㌶ち愲昵㐱愷㈱捣〴㡥搱挶㐶愷㠲ㄹ㐶㌳慦捦搹愱㤲づ㘳攸搰ㅥづ戲㌱ㅢぢ㉤戵㌱敢㘴〹戳㄰㔲挵戰㜱っ摢〷づ㐲挸㜸㙡㈰㘴〲扥慤㠴㜰㐶㜶昶扤㑢㌷㜸攴㑣挸扥㜰搶〹㌹㡡换搰㈲㡤改㈷㤷慡㍢㙣戹㄰挲㘹摦㔹〸㌹〰㘶㈱㘴㈲扢搴〳㕡㌳㕡㈱㈱散愳㌶ㄹ愲㜵㐲㑡㄰收㐰挸ㄴ㘶㤸捡扣㍤㥤ㅤ愶搱㘱㍡ㅤづ㠴㠳㄰㔲つ㉤㐵㐸㙦㑢㤸㠵㤰ㄹっ㥢挹戰㐳攱㈰㠴捣愲〶㐲㘶攳摢㑡〸㘷㝤㘷㈷愴ㅣㅥ㌹ㄳ㌲〰捥㍡㈱挷㜰ㄹ㕡愴㌱㠳㤰㠱戰攵㐲〸愷㤶㘷㈱攴㌰㤸㠵㤰㘳搹愵㈱搰㥡搱ち〹㘱ㅦ戵攳㈱㕡㈷㘴㈸挲ㅣ〸㤹挳っ㈷㌰敦㌰㘷㠷ㅡ㍡㥣㐸㠷攱㜰㄰㐲㠲搰㔲㠴ㅣ㘹〹戳㄰㌲㤷㘱戵っㅢ〷〷㈱愴㡥ㅡ〸〹攱摢㑡〸㘷㤶㘷㈷㘴〲㍣㜲㈶攴㈸㌸敢㠴㠴戹っ㉤搲㤸㐱挸搱戰攵㐲〸愷慦㘷㈱㘴㌲捣㐲挸㝣㜶㘹ち戴㘶戴㐲㐲搸㐷㙤〱㐴敢㠴㑣㐳㤸〳㈱ぢ㤹愱㥥㜹愷㍢㍢㐴改搰㐰㠷㙡㌸〸㈱㌱㘸㈹㐲㘶㔹挲㉣㠴㉣㘲搸㐹っ慢㠱㠳㄰ㄲ愷〶㐲ㄲ昸戶ㄲ㜲㈲ㅣ戲ㄳㄲ㠴㐷捥㠴捣㠵戳㑥㐸㤲换搰㈲㡤ㄹ㠴搴挲㤶ぢ㈱㥣㈲㥦㠵㤰㌰捣㐲挸㘲㜶㘹ㅥ戴㘶戴㐲㐲搸㐷㙤㈹㐴敢㠴㐴㄰收㐰㐸ㄳ㌳㥣捣扣ぢ㥣ㅤ㑥愱挳愹㜴㔸〸〷㈱攴て搰㔲㠴㌴㔸挲㉣㠴㥣挶戰搳ㄹ戶〴づ㐲挸ㄹ搴㐰挸㌲㝣㕢〹攱っ昹散㠴㌴挱㈳㘷㐲㑥㠶戳㑥挸㤹㕣㠶ㄶ㘹捣㈰攴ㄴ搸㜲㈱㠴搳昰戳㄰㜲ㅡ捣㐲挸搹散搲改搰㥡搱ち〹㘱ㅦ戵攵㄰慤ㄳ戲っ㘱づ㠴㥣换っ攷㌱敦㤹捥づ攷搳攱〲㍡㥣〵〷㈱攴㐲㘸㈹㐲㤶㕢挲㉣㠴㕣挴戰ㄵっ扢〴づ㐲挸挵搴㐰挸㈵昸戶ㄲ挲㔹昸搹〹戹っㅥ㌹ㄳ戲ㄲ捥㍡㈱㤷㜲ㄹ㕡愴㌱㠳㤰换㘱换㠵㄰㑥昵捦㐲挸㔵㌰ぢ㈱㉢搹愵慢愱㌵愳ㄵㄲ挲㍥㙡㔷㐰戴㑥挸㉡㠴㌹㄰㜲㈵㌳㕣挵扣慢㥤ㅤ慥愶挳㌵㜴㔸〳〷㈱㘴ㄵ戴ㄴ㈱搷㔹挲㉣㠴慣㘶搸ㅡ㠶摤づ〷㈱攴㕡㙡㈰㘴㉤扥慤㠴㜰愶㝦㜶㐲搶挱㈳㘷㐲敥㠴戳㑥挸㜵㕣㠶ㄶ㘹捣㈰攴㉥搸㜲㈱㠴㡦ㄳ㘴㈱攴㕥㤸㠵㤰ㅢ搸愵晢愰㌵愳ㄵㄲ挲㍥㙡㌷㐱戴㑥挸㝡㠴㌹㄰㜲㌳㌳摣挲扣ㅢ㥣ㅤ㙥愵挳㙤㜴搸〸〷㈱攴㜶㘸㈹㐲ㅥ戲㠴㔹〸戹㠳㘱敢ㄸ戶〹づ㐲挸㥤搴㐰挸㕤昸戶ㄲ搲っ㠷散㠴戴挰㈳㘷㐲㌶挳㔹㈷攴㙥㉥㐳㡢㌴㘶㄰昲㈴㙣戹㄰挲㐷ㄶ戲㄰昲っ捣㐲挸扤散搲戳搰㥡搱ち〹㘱ㅦ戵晢㈱㕡㈷攴㜹㠴㌹㄰戲㥥ㄹ㌶㌰敦ぢ捥づㅢ改昰〰ㅤ㕥㠴㠳㄰昲㈰戴ㄴ㈱慦㔸挲㉣㠴㍣挴戰㠷ㄹ昶㌷㌸〸㈱㝦愴〶㐲ㅥ挱户㤵㄰㍥戱㤰㥤㤰㌷攱㤱㌳㈱㙦挱㔹㈷攴㔱㉥㐳㡢㌴㘶㄰昲㌶㙣戹㄰挲挷㈲戲㄰昲ㅥ捣㐲挸攳散搲晢搰㥡搱ち〹㘱ㅦ戵㈷㈰㕡㈷攴㐳㠴㌹㄰戲㠹ㄹ㥡㤹昷㈳㘷㠷ㄶ㍡㙣愶挳挷㜰㄰㐲㥥㠴㤶㈲攴㔳㑢㤸㠵㤰愷ㄸ昶㌴挳扥㠲㠳㄰昲っ㌵㄰昲㉣扥慤㠴昰愹㠸散㠴㝣〳㡦㥣〹昹ㄶ捥㍡㈱捦㜱ㄹ㕡愴㌱㠳㤰晦㠱㉤ㄷ㐲昸攸㐵ㄶ㐲扥㠷㔹〸㜹㠱㕤晡〱㕡㌳㕡㈱㈱散愳昶ㄲ㐴敢㠴㙣㐷㤸〳㈱㉦㌳挳㉢捣晢愳戳挳慢㜴昸㌳ㅤ㜶挰㐱〸搹〲㉤㐵挸㉦㤶㌰ぢ㈱㕢ㄹ昶ㅡ挳ち昳つ㐲晥㐲つ㠴晣ㄵ摦㔶㐲昸攴㐵㜶㐲㌴㜸攴㑣㠸て捥㍡㈱慦㜳ㄹ㕡愴㌱㠳㤰昶戰攵㐲〸ㅦ敦挸㐲㐸㈷㤸㠵㤰㌷搸愵㘲㘸捤㘸㠵㠴戰㡦摡㕢㄰慤ㄳ戲〷挲㌶㈳㉡攳〲晥摢捣昰づ昳敥改散昰㉥ㅤ摥愳㐳㘷㌸〸㈱敦㐳㑢ㄱ搲挵ㄲ㘶㈱攴〳㠶㝤挸戰ㅥ㜰㤰㌵攴㈳㙡㈰攴㘳㝣㕢〹攱搳ㅤ搹〹㈹㠱㐷捥㠴昴㠴戳㑥挸㈷㕣㠶㌴㐲づ㠴㉤ㄷ㐲づ㠲㕦ㄶ㐲㝡挳㉣㠴㝣捡㉥ㅤっ慤ㄹ㕤㈲㈱散愳昶て㠸搶〹㌹〴㘱㥢ㄱ㤵㐱挸攷捣昰〵昳昶㜱㜶搸㐶㠷㝦搲愱㉦ㅣ㠴㤰㝦㐱㑢ㄱ㔲㙡〹戳㄰昲㈵挳扥㘲搸㄰㌸〸㈱㕦㔳〳㈱摦攰摢㑡〸㥦㈰挹㑥挸㔰㜸攴㑣挸㌰㌸敢㠴㝣换㘵㐸㈳㘴㌸㙣戹㄰挲挷㔴戲㄰㜲㈴捣㐲挸㜷散搲㐸㘸捤攸ㄲ〹㘱ㅦ戵敦㈱㕡㈷愴〲㘱㥢ㄱ㤵㐱挸て捣昰ㅦ收ㅤ敤散戰㥤づ㍦搲愱ㄲづ㐲挸づ㘸㈹㐲慡㉣㘱ㄶ㐲㝥㘲搸捦っ㥢〲〷㈱攴ㄷ㙡㈰㘴㈷扥慤㠴昰㈹㤵散㠴㑣㠳㐷捥㠴㑣㠷戳㑥㐸ㅥ㤶㈷㥤㤰㙡搸㜲㈱㠴㡦挲㘴㈱㘴ㄶ捣㐲〸慥慣攷愹搹搰㥡搱㈵ㄲ挲㍥㙡㜸晦㝥づ㠴晣ㅥ㘱㥢ㄱ㤵㐱㠸㠷ぢ敤㘵摥㘳㥤ㅤち改㔰㐴㠷攳攰㈰㠴昰㤷㈴㔲㠴㥣㘰〹㐳扤㜹ㄵ搹挷戰昶っ㥢〷〷㈱愴〳㌵㄰搲㤱㙥㉡㌵㜷㔱昱㐹㤸散㠴㐴攰㤱㌳㈱ぢ攰慣ㄳ搲㠹换㤰戶㠶㉣㠴㉤ㄷ㐲昸戸㑤ㄶ㐲ㅡ㘰ㄶ㐲晣散㔲っ㕡㌳扡㐴㐲搸㐷㙤㑦㠸搶搷㤰㤳㄰戶ㄹ㔱ㄹ㠴㜴㘶㠶扤㤸㌷敥散戰㌷ㅤ扡搰㈱〱〷㈱㘴ㅦ㘸㈹㐲ㄶ㕢挲㔰㙦ㄲ搲㤵㘱摤ㄸ㜶㍡ㅣ㠴㤰㝤愹㠱㤰敥㜴戳㄰挲愷㙤戲ㄳ戲っㅥ㌹ㄳ㜲㈶㥣㜵㐲昶攳㌲愴ㄱ㜲ㄶ㙣戹㄰㜲づ晣戲㄰戲ㅣ㘶㈱攴〰㜶改㕣㘸捤攸ㄲ〹㘱ㅦ戵〰㐴敢㠴㥣㡦戰捤㠸捡㈰愴㠴ㄹ㝡㌲敦〵捥づ〷搲愱ㄷㅤ㉥㠴㠳㄰㜲㄰戴ㄴ㈱ㄷ㕢挲㔰㙦ㄲ搲㥢㘱〷㌳散㙡㌸〸㈱扦愳〶㐲づ愱㥢㠵㄰㍥搱㤳㥤㤰㔵昰挸㤹㤰搵㜰搶〹改挳㘵㐸㈳㘴つ㙣戹㄰挲挷㠶戲㄰㜲ㅤ捣㐲㐸㍦㜶改㝡㘸捤攸ㄲ〹㘱ㅦ戵㔲㠸搶〹戹ㄱ㘱㥢ㄱ㤵㐱挸愱捣㔰挶扣㌷㌹㍢㤴搳㘱〰ㅤ㙥㠶㠳㄰㌲㄰㕡㡡㤰摢㉣㘱愸㌷〹ㄹ挴戰挱っ扢てづ㐲挸㘱搴㐰挸㄰扡㔹〸攱㔳㐳搹〹㔹て㡦㥣〹搹〰㘷㥤㤰挳戹っ㘹㠴㙣㠴㉤ㄷ㐲昸㘸㔲ㄶ㐲ㅥ㠲㔹〸ㄹ挶㉥㍤っ慤ㄹ㕤㈲㈱散愳㜶〴㐴敢㠴㍣㠲戰捤㠸捡㈰㘴〴㌳ㅣ挹扣㡦㍡㍢㡣愴挳㈸㍡㍣〶〷㈱愴〲㕡㡡㤰㈷㉣㘱愸㌷〹ㄹ捤戰㑡㠶㍤ぢ〷㈱㘴っ㌵㄰㌲㤶㙥ㄶ㐲昸㘴㔲㜶㐲㥥㠷㐷捥㠴扣〰㘷㥤㤰㉡㉥㐳ㅡ㈱㉦挲㤶ぢ㈱㝣晣㈹ぢ㈱慦挰㉣㠴㡣㘷㤷㕥㠵搶㡣㉥㤱㄰昶㔱㍢ち愲㜵㐲戶㈰㙣㌳愲㌲〸㌹㥡ㄹ㈶㌲敦㔶㘷㠷㐹㜴㤸㑣㠷搷攰㈰㠴㑣㠱㤶㈲攴㜵㑢ㄸ敡㑤㐲愶㌲㙣ㅡ挳摥㠷㠳㄰㌲㥤ㅡ〸愹愶㥢㠵㄰㍥晤㤴㥤㤰て攱㤱㌳㈱ㅦ挱㔹㈷㘴〶㤷㈱㡤㤰㡦㘱换㠵㤰扦挳㉦ぢ㈱㥦挲㉣㠴捣㘲㤷㍥㠳搶㡣㉥㤱㄰昶㔱㍢〶愲㜵㐲㍥㐷搸㘶㐴㘵㄰昲㝢㘶㌸㤶㜹扦㜰㜶㌸㡥づ挷搳㘱ㅢㅣ㠴㤰㌹搰㔲㠴㝣㘹〹㐳扤㐹挸〹っ慢㘱搸て㜰㄰㐲㑥愴〶㐲㠲㜴戳㄰挲㈷慣戲ㄳ戲ㅤㅥ㌹ㄳ昲㈳㥣㜵㐲收㜲ㄹ搲〸搹〱㕢㉥㠴昰㌱慥㉣㠴晣〲戳㄰㔲挷㉥敤㠴搶㡣㉥㤱㄰昶㔱ぢ㐳戴㑥㠸挲ㄱ昲㘶㐴㘵㄰㌲㡦ㄹ收㌳㙦扥戳㐳㠴づぢ攸搰づづ㐲挸㐲㘸㈹㐲扣㤶㌰搴㥢㠴搴㌳㉣ち攱昱挳㈱户㘷㠲㌸㜱搱㙦㜹㔰㑢㕥愸戸㐷㜸㕡㘳戰ㅥ㍦扡㌵〵捦っ㈴㔹昵㕢㤸㌱㕡愰㍦戹搱敡摣ㅥ改挲㜱㜳づ㐰捦㌲㌱㐸㥦〷㘴昴㑤摥ㅦ戹㝢㑦㜶昸㍣㉢㜷散摣㤹㕢㉢ち换㤳晥㐶㐷㤰〴敡㌸挷㝤てㄴ戳㑣㥣捥㜸挸㠱㤹㍡敦㥡晤挹ㄹ扤㝤敢㌱㔵㉣㠷昹搳㌱㡣づ搵ㄹ慤㌱㠷戶㠸ㅡち㕣㄰㑦ㄷ挸捣改㕡戶挹户〸挰搳㕢㥣㠶㕢㥤㙣慡挷搴㘷ㄶ㌹㝤㑢㉦㜱〶愸㙥挶攲挵攲㜸㠴愳㈰昳敤戱愹搸㠷㤱慡晤㕥ㄹ慦攴㤷㌰㕡昶挲搲㜸㉥〱戸慥昱改㜸㌲㠶ㅦ㙦ㅣ㡢戸搷愴㐸㙤㍣㤶㠸㠵㤳㠱㙡捣摥て昰㐷ㅡ挲㜸㡥愳挲戳〲ㄹㅤ摢㘴挷ちㅡ昸换㜲㡢昹搲㑤摦挲㠶搸㤲〶㔹ㅡ㑦㠲扦㔵㈱㜸ㄵㄶ戲ㄹ㍥摤㈱㥦〳〱㥥㝦ㅦ㠲㠷㡦扦慢㔹攸㘶ㄶ昶㌵ち挵摤㔱㘰㤴㔷㍣㝦㐵攱摦て㤹搹㡡㌷㠹づ散㔱㌹扡㈶晤㐷昳扣㡤愸敥㠰㙡㤹㑥㌷ㅤ㍦敢攰㕤㡣㥡㑥愸戱㑣挶昷敦㙦㘴搱㤶挰愸㤵㈰㥦ㄶ㠰㔰㍤㔰捦㑤㠹㑦㉤〷㙥ㅣ敡㙣㑢㥦㌵ㄸ㐰㤱挳㔶㍢〵㌱慡㈷㑡〲搱愹搴攰㐴㐷搵ぢ㤲挳㑡㥤㠵㔰㤲㠹㑡扣㈳〲㉥㈴㐳㉤㐳つ〹㐹〷昴㈰㠶攲攳敦㙤ㄶづ㌶ぢ扦㌳ち挵㠷愰搰㌶㠰昶㐱㘶戶愲ㄱ㔰㡤昰㘹㐴捣摦搷慣㍦㡢㔵〷搳愳㌷㠴敡㡦㝡改昸㜲搴愷㍡㝥㈸㙡愵攳㑤㤶㡥㝢捦㠳㡢敢搰㔴㑢ㅣ搱㈸㐳㈶㠴攱昶㌸㘴挷㜶晥㜲攸晣昸〷㤸㠵㠱㘶㘱㤰㔱昰っ㐱愱搵慤愴㌱〳㤲戹搵㕣㔵慢敡㔴愸愰戰搰昶㈴㘹晡ㄶㄳ㤳㈳㘵敢捡㙤慢搷㑢改㘹挴㘲㘷摦〰㥡㐱㐴㈷㝤〳㈸挰㕤㠴㐵搰㔶㐰昸晣㠷㘳挱搹㠹㑣昰㠷㥡昵㤷搱户㤴ㅥ晤㈱搴㜰搴敢攳戳ㅥ㑢㤱㍥㍥㡦㠰㑤挶攷㤵㠸㔱㐷㐲㤳搶慥愲㠶㔸攸㜹㙡ㄴ愴搰ㄴ戱搲㜴つ㕣摣㘹㥡攷㐸㔳〵昳攱攳ㅦ㙤ㄶ㉡捤挲ㄸ愳㔰㍣ㄶ㠵戶ㄹ戴㔵挸捣㔶㌲㜱ㅢ㘷搶慦㈵㙥㠳攸挱㔷昵慡〹愸搷㜱㍢搱㠶摢㔱戰〹㙥㌷ㄲ愹㠹搰〴户㥢慣戸㑤㐶慤攰㌶挷㠲摢慥昵晡㌸㐷㠸愶㈰㠸ㅦ晦㔴戳㌰捤㉣㑣㌷ち挵搵㈸戴つ㐴㌳㤰㤹慤㘴㐲挴㈹㠸㔲扦㡥㄰つ愳挷㔰〸㌵ㅢ㤵㍡㐴㌳㙣㄰ㅤ〳㥢㐰㜴て㐱㌹ㄶ㥡㐰㜴慦ㄵ愲攳㔱㉢㄰㑤㜳㠴㘸㡡㈳㐴㜳㄰挴㡦晦〴戳㔰㘳ㄶ㑥㌴ち挵㐱ㄴ摡〶愲戹挸捣㔶㌲㈱慡㌵敢ㅦ㈴㐴愳攸㌱ㄲ㐲㠵㔰慦㐳㌴摥〶㔱ㄸ㌶㠱攸ㄱ㠲㌲ㅦ㥡㐰昴愸ㄵ愲〵愸ㄵ㠸挶㍡㐲㔴改〸搱㐲〴昱攳慦㌷ぢ㔱戳搰㘰ㄴ㡡㘳㈸戴つ㐴㡢㤰㤹慤㘴㐲㜴㤲㔹摦㐲㠸慡攸㌱ㄶ㐲㈵㔰慦㐳㜴㠴つ愲㈴㙣〲搱搳〴㘵㌱㌴㠱攸ㄹ㉢㐴㑢㔱㉢㄰つ㜵㠴㘸㠸㈳㐴㑤〸攲挷㝦戲㔹㌸挵㉣㥣㙡ㄴ㡡晦㠰㐲摢㐰㜴ㅡ㌲戳㤵㑣㠸㑥㌷敢㕦㈶㐴㝣㐹慥㜶㌴㠴㕡㠶㝡ㅤ愲㌲ㅢ㐴㘷挲㈶㄰㙤㈱㈸㘷㐳ㄳ㠸戶㕡㈱㕡㡥㕡㠱愸扦ㄵ㈲㙥挳攵ㄸ愳慦㈳㐴攷㈲㠸ㅦ晦㜹㘶攱㝣戳㜰㠱㔱㈸扥㄰㠵戶㠱攸㈲㘴㘶㉢㤹㄰慤㌰敢摦㈴㐴搳改㌱つ㐲㕤㠲㝡ㅤ愲㕥㌶㠸㉥㠵㑤㈰㝡㤷愰慣㠴㈶㄰扤㘷㠵攸ち搴ち㐴㈵㡥㄰昵㜰㠴㠸㜳挴昸昱㕦㘵ㄶ慥㌶ぢ搷ㄸ㠵攲㔵㈸戴つ㐴慢㤱㤹慤㘴㐲戴挶慣晦㍢㈱㍡㠶ㅥ戳㈱搴㕡搴敢㄰㜵戵㐱㜴ㅤ㙣〲搱攷〴攵〶㘸〲搱ㄷ㔶㠸㙥㐲慤㐰戴户ㄵ愲搴㤱㙡㘷㐷㠸㙥㐶㄰㍦晥㕢捣挲慤㘶攱㌶愳㔰㝣㍢ち㙤〳搱ㅤ挸捣㔶㌲㈱㕡㘷搶㝦㐳㠸㑥愰挷ㅣ〸㜵ㄷ敡㜵㠸㍡搸㈰扡ㅢ㌶㠱攸摦〴攵㕥㘸〲搱昷㔶㠸敥㐷慤㐰愴㌹㐲㔴攸〸搱㝡〴昱攳摦㘰ㄶ㌶㥡㠵〷㡣㐲㌱攷㑤戵つ㐴て㈱㌳㕢挹㠴攸㘱戳晥㘷㐲㔴㐷㡦㕡〸昵〸敡㜵㠸昲㙣㄰㍤ち㥢㐰愴㍣昰㝣ㅣ㥡㐰㤴㑦つ戱搰昳搴ㄳ㤰〲搱捦㍦㍡㥤敦散㐰慤晤㝣㘷ㄳ㐳昱昱㌷㥢㠵ㄶ戳戰搹㈸ㄴ㍦㠹㐲摢㐰昴ㄴ㌲戳㤵㑣㠸㥥㌶敢㌵㜴㔰㕢㐰て扥㔰㔷㍤㡢㝡ㅤ愲敦搰㥢昴㐳敥攷㘰ㄳ㠸㍡ㄲ㤴ㄷ愰〹㐴㥤慣㄰扤㠴㕡㠱攸ㅢ㐷㠸扥㜲㠴攸㘵〴昱攳㝦挵㉣扣㙡ㄶ晥㙣ㄴ㡡户愰搰㌶㄰㙤㐵㘶戶㤲〹搱㙢㘶晤摥㠴㠸㉦扡搵昸ㅡ㕤挵㘹㑡㍡㐴晦戰㐱昴㍡㙣〲㔱㌷㠲昲〶㌴㠱㘸㕦㉢㐴㙦愱㔶㈰晡扢㈳㐴ㅦ㍢㐲昴㌶㠲昸昱扦㘳ㄶ摥㌵ぢ敦ㄹ㠵攲昷㔱㘸ㅢ㠸㍥㐰㘶戶㤲〹搱㠷㘶㝤〹㈱攲敢㙤㌵扥㍣㔷㝤㡣㝡ㅤ愲㜷㙣㄰㝤〲㥢㐰㜴㄰㐱昹ㄴ㥡㐰搴摢ち搱㍦㔰㉢㄰扤㘹㠵㈸戵搳晦㥢㈳㐴㥦㈳㠸ㅦ晦ㄷ㘶㘱㥢㔹昸愷㔱㈸晥ㄷち㙤〳搱㤷挸捣㔶㌲㈱晡捡慣敦㑦㠸㑥愵挷㈹㄰敡ㅢ搴敢㄰晤搹〶搱户戰〹㐴攵〴攵㍢㘸〲搱〰㉢㐴摦愳㔶㈰㝡搹ち㔱㙡㡦昶愲㈳㐴㍦㈰㠸ㅦ晦㝦捣挲㜶戳昰愳㔱㈸摥㠱㐲摢㐰昴ㄳ㌲戳㤵㑣㠸㝥㌶敢㠷ㄲ愲㌳改戱っ㐲敤㐴扤づ搱㔳㌶㠸㜸搱㐴㈰ㅡ㐱㔰昲㡤ㅤ㤹㜶愴ㄵ愲〲搴ち㐴㉤㡥㄰㙤㜲㠴挸㠳㈰㝥晣㕥戳挰㐹㉡㔲㔳㘴ㄴ㡡㌵ㄴ摡〶㈲ㅦ㌲㍢㐱挴挹㉥㔲㍦㤶㄰昱〵戶摡戹㄰慡㈳敡㜵㠸晥㘸㠳㠸㌳㔴〴愲〹〴㐵㘶㤳㌰敥㈸㉢㐴㝢挲㐷㈰㝡搰ㄱ愲㡤㡥㄰㜱ㄶ〹㍦晥扤捣挲摥㘶愱㡢㔱㈸收慣㤱戶㠱愸㉢㌲㍢㐱挴改㈷㔲㍦㡤㄰㕤㡣攵搳昸㔲㕣挵〹㈸㍡㐴㜷摢㈰攲㥣ㄱ㠱㘸㈶㐱㤱昹ㅤ㡣㥢㘵㠵㈸〰ㅦ㠱㘸㥤㈳㐴户㍢㐲㔴㠲㈰㝥晣㍤捤〲㈷㜲㐸㑤㉦愳㔰㝣㄰ち㙤〳㔱㙦㘴㜶㠲㠸ㄳ㐲愴㝥づ㈱攲换㙡㌵扥ち㔷ㅤ㠲㝡ㅤ愲ㅢ㙣㄰昵㠱㑤㈰ちㄲㄴ㤹㜱挱戸戹㔶㠸㌸攳㐲㈰㕡敢〸搱ㅡ㐷㠸㌸搳㠲ㅦ㍦㘷㕢㐸愱摣㉣っ㌰ち挵㥣㔹搱㌶㄰つ㐲㘶㈷㠸〶㥢昵ㄱ㐲戴ㅡ换愵慤㠲㔰㥣愴愱㐳㜴㠵つ愲挳㘱ㄳ㠸愲〴㐵收㐰㌰慥挱ちㄱ攷㐰〸㐴㤷㌹㐲㜴㠹㈳㐴㈳㄰挴㡦㥦昳ㅦ愴挰挹づ㔲ㄸ㘵ㄴ㡡㉢㔰㘸ㅢ㠸㐶㈳戳ㄳ㐴㥣㌴㈱昵㡤㠴攸〶㉣㡥㜶㍤㠴ㅡ㡢㝡ㅤ愲昳㙣㄰㔵挱㈶㄰㌵ㄱㄴ㤹㤵挰戸㤳慤㄰ㅤ〵ㅦ㠱攸ㅣ㐷㠸捥㜲㠴㠸戳ㄱ昸昱㜳㐶㠲ㄴ㈶㤹〵㑥㐱攰愷㤸戳て摡〶㈲捥㔹㜰㠲㘸㥡㔹扦㡣㄰摤㠶㠵搰㙥㠵㔰㥣挸愰㐳㜴慡つ愲ㄹ戰〹㐴攷㄰㤴㔹搰㘴愷扦摣ち搱㌱愸ㄵ㠸㥡慣㄰愵㡥㡢㤶㌸㐲挴昹〱晣昸㌹㐷㐰ち㥣㄰㈰〵㑥ち攰愷㜸づち㙤〳ㄱ㘷ㄱ㌸㐱挴㠹〵㔲扦㠲㄰昱㈵戴摡㕤㄰㉡㠸㝡ㅤ愲㐵㌶㠸收挲㈶㄰㕤㐶㔰攴捥㍤攳㔶㕡㈱ち挳㐷㈰㡡㍡㐲戴搰ㄱ㈲摥戱攷挷捦扢昶㔲㠸㤸㠵〵㐶愱㤸㜷攸摢〶㈲摥搷㜷㠲㈸㙡搶慦㈲㐴ㅢ戰㕣ㅡ㕦㙣慢攴㈶㉦戵㙢㔱㙦㝥晣扣搹㡢晦㜸ㄴて戵ㅤ摢㈹摥敢敢㐵晤㈵㡡㤷㈹㕥㠱㔰㌵㐰攰㙤扣敤挲昶㈳戲㈷ㄸ〶摢㉦敥捡ㅤ㐰挶愷戵挷㍢㠱搲摥㉤㝡㝢扣㜱收搴摥㌱㙥敤捤㌶っ㤹㍦㕡敢㕦㙥㘶扥㔳㌲㝢㉥㠰㍥摣晤つ愸㤶㍢㥤㝤㜱㈷ㅤ㙦㜷ぢ搵攱㌵㑣昸搱敥㘴搳搸㠶㘴扣〹㤳㍢昲摡攱㌵㑣晡㑢㐷ち昲㠷敤㕥㉥摥ㄹ攳㑢捡昸攷㤹㠹㠵晦㕦攴攱慡扤敢㕥ㄹ㌳昶挰㥦㜶㌷㍡㕣捣ㅢ㘶昸捥扣㥢捣㌷收挹㘷㤴晥㔵㘴㝣晢㐷ㄵ慦㌰㈳收愸㤲㤵ㄵ㥥て㑥捦㝣ぢ戱晥㉥捡攷㌷ㄹ摦㈳搵㘵㠸攸㠵㍣晡攰搸挱㤲っ㡥愹㙥㘴㑤㌱っ戶摦㠶扣ㄲ㤹㘴㐳戵㠱换㙣㝣晣扣つ㠷晦㜸攷戹㔰愸搶㐲改㐵㍤㘳㌰㑥㜰㙢㙦扣㘱戰晤扣攲㡤挸㈴敤愵つ挶㥢㔰㡢晦㜸㌳扡摥摥㍡㈸扤ㅣ摡ㅢ敤搶㕥㠵㘱戰晤㐲攱㍤挸㘴㙦㡦昷㠲昰ㅦ㜳㤳昴昶ㅥ㠴搲换愱扤攱㙥敤つ㌳っ戶ㅦ昹㤳ㅢ㉡捣㤴搶㍦摥㔸㤱昶㥥搳摢㙢㜱㘹㙦㤰㕢㝢〳つ㠳敤㜷昲㥥㐶㈶㝢晦㥥㌱摢㝢㔵㙦敦㘵㤷昶晡扢戵搷捦㌰搸㝥㙡㙥㡢搹㕥摡㜸搹㙡戶昷扡摥ㅥ慦㤰昷㜲挰戳户㕢㝢〷ㄹ〶摢慦戵扤敢搸ㅥ慦㥦攳㍦㝥搷㕢㙦敦敦㔰㝡㌹戴搷挳慤扤〳っ㠳敤〷捦㍥㐷㈶㍢㥥㕦愰ㄶ晦昳戴㑦昴昶扥㠱搲换愱扤慥㙥敤敤㘳ㄸ㙣扦ㄹ昶㙦㘴戲户挷㉢扢昸㥦愷㙤搳摢晢ㄹ㑡㉦㠷昶昶㜰㙢捦㙦ㄸ㙣㍦扢愵㤰搰摥ㅥ㉦㤳㑡㝢摦敡敤昱慡愲㔳㝢㍥户昶㌴挳㘰晢攵㉡戹搶挸㈵㑦㕢ㅦ㜸捤㔱摡摢慥户挷㑢㜴㑥敤戵㜳㙢㉦摦㌰搸㝥晣愹ㅢ㌲搹晢挷ぢ㜸搲ㅥ户捡搸戹㤶戸戴昷搳㜶㤷㥤敢づ挳㘰晢晤㈴戹ち挶晥愵慤て扣ㅡ㈶敤ㄵ敡敤昱攲㤱㔳晦晥敤搶摥㜷㠶挱昶ㄳ㐴㜲㐹挹㠶攷〰戳扤㑥㝡㝢㐳㕤摡晢搲慤扤㝦ㄹ〶摢慦昸挸昵ㄹ㕢㝢扣㑥㈳晤摢㕢㙦㡦㤷㌵㥣晡昷㤹㕢㝢㥦ㅡ〶摢て攱挸挵づ㕢㝢扣攸㈱敤敤愷户挷㙢〴㑥敤㝤攰搶摥晢㠶挱昶㕢㌲㜲攵挰搶ㅥ慦㈰㐸㝢〷敡敤昱㠴摢愹扤㌷摤摡㝢挳㌰搸㝥㡥㈵㠸㑣昶昱挹搳㜱㘹慦㡦摥ㅥ捦㕥㥤摡摢敡搶摥ㄶ挳㘰晢㐵ㄳ㌹愷戵昵㡦攷戶搲㕥戹摥ㅥ㑦〵㥤摡㝢搱慤扤ㄷっ㐳㘹收㡦㠲㌴㈱㤳扤㝦㍣㔱㤴昶づ搷摢㕢收搲摥㔳㙥敤㍤㘹ㄸ㙣扦慢㈱㘷㕢散㕦摡晡挷戳㉥㘹㙦愴摥ㅥ㑦㔲㥣晡昷㈷户昶ㅥ㌷っ戶㥦愶㤰㔳ㄷ㕢㝢㉢捤昶慡昴昶㔶戹戴昷㤰㕢㝢てㅡ㠶捣㕦㜷昰㥢㥢㑤て㑦ぢ㕡㝢换㈳㈷㔲㠶ㄲ昲戶㘵扥㕣摥ㄳ收搴捦昶㘱扤㥡挷扦昲〲晦㝡㤹㌷搹〱㙦愴㡤㉦っ挵㈷攲晤捡㜸て㙤㜵㈴㙡捣㑤挴㝢㤷昹扡㍥昳㑤愸㥡㘸っ昶㠶愷挴昱㙡搴挲昰㠴〴摥攲㕣㔷ㄴ㥤ㅡ㑣㈶㐳昱㠶摦挲攴㘳捣㘴㉤攰㜹〲捥ㄴ昸㡢ぢ昹㡥㤳㐸㌹㍢㌴昳捤愹㤶㔷㔵敦挲挳㝣㔵㜹㍥㕦㘴扢㝢㔳㡦㘵搶㝢扥摡〸㕥攵㥥攲戶〱摤㜶捡昲攵攵攳改ち㡣ㄲ㥦㤲攵攵㍢㈶挵㔷㐴㥥攲搹ㄸ愹㌶攲敦㜷㡣㥦收ㅥ捦㜳㉥挶㝢慢攱㤳㝡㔳㘵㥤攵㑤㤵〵敡㙥㌳㘹摥ㄹ㜹扢ㄶ㙡㈶〲扣戳㈰摡攱愷收㘵ㅤ㠶㐸㕢㌸て捦㙦㌲㤱攵㥣攲㉡㜶挵戳㈴㔲㤷㥣敦㥤ㅦ㡡捣㥢㥦挴摣攱昶收㥣㕦㜶摢㙦慥㥥㡡㘷ㄴ㤶づ摥㘱㉥㑢ㅡ㐰扦㜷敦㈰捦㄰㉣昱户㍡挶ㅦ敦ㅥ摦㤲ㅥ㝦㤳㘳㝣㡤㝢㍣㡦攰㉤敤㕦敦ㄸ㍦搷㍤㥥㐷攴㤶昸㙢ㅤ攳㐳敥昱㍣挲戶挴慦㜲㡣㥦敦ㅥ晦㙥㝡晣㔵㡥昱ぢ摤攳㜹〴㙣㘹晦㜲挷昸〶昷㜸ㅥ搱㕡攲㉦㜵㡣㍦挹㍤晥摢昴昸ㄵ㡥昱㐹昷昸敤改昱ㄷ㌸挶㉦㜱㡦攷ㄱ愴㘵昹捦㜵㡣㍦搹㍤㥥㐷㠴㤶昸戳ㅤ攳晦攰ㅥ捦㈳㍣㑢晣㌲挷昸㌳摣攳㜹挴㘶㠹㍦捤㌱晥㉣昷㜸ㅥ㠱㔹攲㑦㜱㡣㕦敥ㅥ捦㈳㉡㑢晣㔲挷昸昳摤攳㜹㠴㘴㠹㙦㜴㡣扦挸㍤㥥㐷㍣㤶昸戸㘳晣㈵敥昱㍣㠲戱挴挷ㅣ攳㔷扡挷昳㠸挴ㄲ㕦敦ㄸ㝦愵㝢㍣㡦㌰㉣昱ㄱ挷昸㙢㕣攳㍤摣昷攴扣ㄳ攴㤱摣㙥㍥捡戲ㅡ敤㈸敥愸搸愰戶㠶ㅡ昷㌰愲㕤㑢㡤摢㜸搱搶㔲攳ㄶ㕢戴敢愸㜱晢㉢摡昵搴戸㌵ㄵ敤〶㙡摣㌶㡡㜶㈳㌵㙥改㐴扢㠹ㅡ户㕢愲摤㑣慤挱搴㙥愱挶㙤㡡搸㙥愵挶㉤㠴㘸户㔱攳晡㉥摡敤搴戸昶㡡㜶〷㌵慥㡢愲慤愳挶㌵㑢戴㍢愹㜱㍤ㄱ敤㉥㙡ㅣ昵愲摤㑤㡤㘳㔸戴㝢愸㜱㐴㡡㜶㉦㌵㡥㉦搱敥愳挶搱㈲摡晤搴挸扤㘸敢愹㤱㐹搱㌶㔰ㄳ㔰挱㐹摡搹戴ㄲ㜰㙤戵〲㌲㙢ㅦ㐰愴昹㔱〲㌶㙢捤ㅤ㌲㉤㑡㐰㘷慤㜹戸㈹戵〲扥慤㔶㐸戰搵ちㄹ戶㕡㈱㠵戵㘹慤〹㌹戶㕡㈱挹㤶㐱挸戲搵ち㘹戶㕡㈱捦㔶㉢㈴摡㙡㠵㑣搶愶㉤㤹㤰㙡昳ㄵ㜲㙤戵㐲戲慤㔶挸戶搵摥㑢昲㙣戵㐲扥慤㔶〶㠱慤㔶〶〳㙢搳㤶㔷〶㐵㘶慤摦㈴扣晤晦〳㈸㐹㕤㙡"]
[null,null,"Decisioneering:7.0.0.0",null,null,"Decisioneering:7.0.0.0",null,"Decisioneering:7.0.0.0"]
[null,null,"CB_Block_7.0.0.0:3",null,null,"CB_Block_7.0.0.0:21"]
[null,null,{"$cut":{"chars":21503,"head":"㜸〱捤扤〷㥣ㄴ挵搶㍥扣戵戰挳昶ㄲ㜶㄰㔰ㄱ㔴㐰㐰〴挵捤㐱㉦㑡捥㐱戲ち㕥㤸摤㥤㠵㠵つ戸㠱㈰㉡㈸㠸㠱㈴㠸㈸㈰㤲捤㤲㤴㈰愸愸㤸㄰㐱〱㐵㐱扤㠲愸㤸㄰㐵㌱㡢摦昳㔴㔷㜷搷㑣㜷挳扥昷晦㝥扦摦㍢捣ㅥ扡捥㌹捦愹慡愷慡慢㝢扡捦昴挴㠸㤸㤸㤸㝦昰攲晦㝣㔵攵㐶挳晥ㄳ捡捡挳㐵慤㍢㤴ㄴㄶ㠶㜳换ぢ㑡㡡换㕡户㉢㉤つ㑤攸㔹㔰㔶㕥〵づ㠱㘱〵戰㤷挵つ㉢㉢戸㈹ㅣ㍦㙣㙣戸戴っ㑥㜱㌱㌱昱昱㐶㉣散昵搵㕦搰㉡ㄸ㐴ㄹ㔵㈹攰ㄵ㘳〴㈸慡㔱挴㔳ㄸㄴ〹ㄴ搵㈹㙡㔰搴愴愸㐵㤱㐸ㄱ愴愸㑤㜱ㄶ㐵ㅤ㡡扡ㄴ昵㈸捥愶㌸㠷攲㕣ち搶㙦㥣㐷搱〰愲㐶㐳㠸晥ㅤ摡昷挹ㄹ㠵摥昴㉦㉦㈹つ㕦摡㘸㤰搹收㌶㤹慤㔳㕢㈷㈷㈵㘵戴㑥扡戴㔱㠷㡡挲昲㡡搲㜰㥢攲㜰㐵㜹㘹愸昰搲㐶搷㔴攴ㄴㄶ攴昶〸㑦ㄸ㔰㌲㍡㕣摣㈶㥣㤳㤴㥡ㄳ㑡换㑡㑥㑢㑦捦捦捥捥慡㜱㍥〲昷敡搰晥㥡搲㜰㝥搹晦㔲挸ぢㄸ戲㑦㠷昶慤㝢㠷换晦㤷㐲㕥㠸㤰扤㍢戴敦㔸㔲ㄴ㉡㈸晥摦㠹ㄹ挷昱㑣敦ㄸ捥㉤攰挰㠷挳愵〵挵㈳㕡愳搱ㄱ㈴愳㤴搹扡㕤㔹㔹㐵搱ㄸ捥愱づ攱挲挲㝥攱㝣㌹攰㐵ㅤ换捡慦〹㤵ㄶ㤵搵㈸㈲㜹攱搲㜰㜱㙥戸慣㔶㔱愷昱戹攱㐲攵㔸ㄶ㕦㌴㈸㔴摡㍢㔴ㄴ慥捡㡤挴㈲㜳晣扡攵㠵㡢换ぢ捡㈷搴㉣ㅡ㔸ㄶ敥ㄷ㉡ㅥㄱ愶㑢㕣㔱㤷㡡㠲㍣㔱戵㉡摥㌱㔵㉥昶㙡㤹ㅣ㈵戴愷愸挳挸㔰㘹戹㉣㜱晣㤲扤㝣戵愹㈲㝢ㄱ搱㉥㑥愷㐶㔱㈸㡥㔸晦㠲愲ㅥ攱搲攲㜰㈱㉢攱㌸戶㡡㜲㤲〴㤹挳㘰㌳㘵㜵㠷㠳㈴慡慢ㅤ㡦㝤㘱㉤㠱㐶ㄴㅤ㉡捡捡㑢㡡㡣挶搸㌶㥡㔰㜱ㄱ㐴㤵捥ㄹ搹㐶㔳慡㥡㐱㠸慡〷戱ㄳ敢㜰敥㐸戱挳㐲戱挳㜲㘲㠷攵挶づ换㡢ㅤㄶ㡥ㅤ㤶ㅦ㍢㙣㐴散戰㤱戱挳ち㘲㠷㡤㡡ㅤ㌶ㅡ㍥搶㉢扥㕡戵㔸昵㕡昵摤ㅦ㉦㑥㝡戱㔹攷愹㤳㙥愹扥昷戳㝢㉦㄰摣㙦攵づ摣〸ㅢ㐶ぢ㡡㑢㈰〲㉤㈱慡㜴捡㑣㌲㕡㔱㜵㈹㠴㄰晢搰づ戶攵敤㤴㕢㈶㈷扣㌰愳摢攳〵㥦搴晥㝤摣摤㈳〵昷㝢㈷挸攵㐴㈴㐱〴㤲愹敦㥣㥥㙣愴㔰㤵ち㈱挴摢㉡㐸㡦㐳ㅢ㥢晦昹摣敦㍤愷晤㝢捣㝢〷戳ㅦㅥ㉡戸㙥㌸㐱㌲㠸挸㠴〸㘴㔱摦㈹㉤摢挸愶敡ち〸㈱㕥㔳㐱づ㌷敡昴挵敤攲挹づ昷昵散搹晣㔴㌰㌴㔱㜰摤㜱㠲戴㈱攲㉡㠸挰搵搴昷挹挸㌲摡㔲搵づ㐲㠸ㄷ㔵㤰㕡㙦㕣昵搲搶晢捦敢晣散㠰昶㕢㜶扣搱㝤愵攰㌴㜶㠲㜴㈴愲ㄳ㐴愰㌳昵㥤搲戲㡣㉥㔴㜵㠵㄰㘲㤳ち戲慣攷㠶㥢㥡愴㝣摥㘹敢㤷㔵晦慡㥦昶昹〶挱㜵捦〹搲㠳㠸㥥㄰㠱㕥搴昷挹挸㌴㝡㔳搵〷㐲㠸戵㉡㐸㕥晣愸昲㑢㉥㜸扥晢摤摦㉤晡晢挸攸ㅥ㙢〵搷㑤㈷㐸㍦㈲晡㐳〴〶㔰摦ㄹ愳㌳㤰慡㐱㄰㐲㍣慥㠲晣㌶㈳戸㜲㕡㤵敥摤㘷㑣㘸搱攴㡥摥扦㜶ㄶ搵改㑣扦㐶ㄴ搷㔱㕣てㄱㄸ〲㔱攵ㅡ㑣戵愱㔴摤〰㈱挴㜲ㄵ㘴㙤晡㍢㙤ㄶ㉦㔹搹昳慥〱㡤搷㉦㝤攱戹ㄱ㠲敢戶ㄳ㘴㌸ㄱ㈱㠸㐰づ昵㥤搳㌳㡣㕣慡昲㈰㠴㔸愴㠲㍣扥攱扡慤戳㙦敥摣昱㥥挹攷㥦㠸㤹㥢㍢㔹㜰摤㜷㠲㡣㈰㘲㈴㐴愰㠰晡㑥〸㌲㡡慡搱㄰㐲捣㔳㐱づ㔶㝦昵㤷戹搷收昷扡攷㠱改㥢㤷扦㔰晦愰攰㜱挳〹㔲㑣㐴〹㐴㘰っ昵㥤搲㌳㡤ㅢ愹㉡㠵㄰㘲愶ち戲昷晤扥攵㜷㜴㝡戳攳㤴〳㤹戹搷摣戱昰㌱挱攳㡥ㄳ愴㠲㠸戱㄰㠱㜱搴昷〵㈷攳愹㥡〰㈱挴㌴ㄵ愴愲敢愸摢㌶㕥搴戱挳愶㠳㠹慤ㄶ搷ㅤ㕤㐷昰戸攵〴戹㤹㠸㕢㈰〲户㔲摦ㄱ㉤㤹㐴搵㘴〸㈱㈶愹㈰昳挲㥦扣㌰愴㑢摤づ㌳㍢扦扥户戸晥敡捤㠲挷㍤㈷挸ㄴ㈲愶㐲〴敥愰扥㜳㐶㠶㌱㡤慡㍢㈱㠴ㄸ慦㠲㠴搶慥扥戰㘵㡤ぢ摡扦㌸㌴㘱挶挴昱换戲〵㡦㥢㑥㤰㝢㠸㤸づㄱ㤸㐱㝤攷昴㉣㘳㈶㔵戳㈰㠴戸㔱〵戹攷㡦昹扢㘳㕢㕤搹㘹捤摡㌷攲捥扡㘸摥㔱挱攳慥ㄳ㘴づㄱ㜳㈱〲昷㔱摦〹㐱收㔱㜵㍦㠴㄰愳㔴㄰㌱戶捥戱慥慢慦敦戵㝡摤搳㐳敥㑡摤㍦㑢昰戸敤〴㜹㤰㠸〵㄰㠱㠵搴昷挳戴㕦㐴搵㐳㄰㐲攴慡㈰㔵㡦つ〸て㔸搳愸攳晡㔵㠳㑥㡤戹攸慤㜵㠲挷㝤㈷挸ㄲ㈲㤶㐲〴㤶㔱摦㌱㉤搵㔸㑥搵ち〸㈱㠶慡㈰㠷㍥敡㜱敢扢昵㙡户㕦㕣戰㘹昷搳㘹㐷ㅥㄳ㍣㙦㜰㠲㍣㐲挴愳㄰㠱挷愸敦㤸㥥㙤㍣㑥搵ㄳ㄰㐲っ㔴㐱搶㌵㕦㍤㙡捦慦㜱㥤搷挷散ㅡ㝥昵㍢㜵昳〵捦㍢㥣㈰㑦ㄳ戱ㅡ㈲戰㠶晡㡥攰㘴㉤㔵敢㈰㠴攸慤㠲昴㔹㜴㐳摢攲扤摦㜶㕤摣戵敦挵㌳㝥ㅡ昹㠷攰㜹㡢ㄳ攴㔹㈲㌶㐰〴㌶㔲摦ㄹ㡢搲㈶慡㌶㐳〸搱㐵〵愹扤㜸挸㤱〷㥦摥摤晢㠵㤸㥢ㅦㅥ扦攱戵㌸㔱㥦捥昴㙢㐴戱㤵攲㜹㠸挰ぢ㄰〸㤲㘹扣㐸搵㌶〸㈱摡慡㈰ㅦ㕣戹攲搹昴㥤挱㕥㥢ㅦ扤㘰昷㕢㔷㌶昸㕢昰扣挹〹昲ちㄱ摢㈱〲慦㔲摦㌱㌳搹㜸㡤慡搷㈱㠴挸㔶㐱㈶㙦慡㜸戳摥挳搳摢㙦ㄹ㜷搶ㄵ摢て㍤㍡㑡昰扣换〹戲㠳㠸户㈰〲㍢愹敦㤴㤱㘴扣㑤搵㉥〸㈱㔲㔴㤰攵换慢搶㐸㈸摤搷攳挹㕤愱戸摣㈱改㌵㙢扣〳㜳㕦㜵㐸散㔸ㅡㅡ㠷㤳っ攷昴㈵愵㜵ㄲ晦㥤昹慣つ㈷㙤昹改昹㤹昹挹挹㜹改㐹愱搴㔰ㅣて愴㤵㍤㐳攰敥㕢㈳㝦㜰㐱㜱㕥挹㌸㜹捡搰戰㝤愸㉣散㥣㐱戴㔲戶昶㈵ㄵ挵㜹㘵つ扣㡤晤换㐳攵攱昳愲㙤㑥㄰ㄷ慣㍦㑥愸挲㘵戲扥ぢ愲㘱㠳㐲㠵ㄵ攱㜶攳ぢ㑣昳昹㔱㘶㥣㑥㤵攴昸㕢㍢㤷㠶㙦戴慤慥ㄶ戵挳戹晥㔸ㄹ摢搵㑢搳㘴戶慢㔱㠷㤱㈵㘵攱㘲搹扣㔶㐵搷ㄴ攴㡥づ㤷昶て昳㤳㐲㌸㑦㜶戵ㅥ㑤敡㥣慥㔵㥦㘲㜴ㄴ㘷㘹㜹㑤㜴㙤㝥愷昱攵攱攲扣㜰ㅥ摡㍢㈶㕣㕡㍥㘱㐰㈸愷㌰㝣㜶㠴㡢㔹㈷っ昵㈳搴㥤㑢㜲㉢捡㍡㤴ㄴ㤷㤷㤶ㄴ㐶㕡摡攵㡤つ攱㍣㌲慦㔷㐹㕥ㄸ愷㠱㔵昹㡡ㄱ㌱㔵慡〸ㄱ搳搲敢㕣㡣㜱换㕡换㠱搰㠶昸㝣㡣昹戹㤱搳慥㜵㍦昴づ扤㈸っ㜳㑥挶㌶㍤㐳㌰ㄹ㤷㘱㉥昱㜷搴晡挴㡦㔵昴㙥攱敦㉤摢㘸㡦摣晦扦捥戱戱㜵㔴敦㍢㡤挵戹㜶搷㔰㜱㕥㘱戸昴戴ㅦち〵㕢㘴扣ぢㄱ㜷㌹昶㘶㕦昶慡挲㐳㡣ㄷㄳ攲挶ㄵ攴㤵㡦っ㡣っㄷ㡣ㄸ㔹づㅤ㍥㌸挶挷㤳㕡搷换搸ぢ㤵戱㡦攲㍤㠸㠴㠴㤸挰晢㜴ち㈴ㄸ晢捤㜲ㅣ捦㠹晦攷㘷昱戱㐰ㄹ昲㔳〳㍥摦㤵挵ㄵ㜵㉥㈹㉤慢㔲挵慢㤷㕤㐳㘵㈳换㌹㍤㑦㙦㘴扣て㈸㍥㠴㠸㙢ち㜱挶て〹㠹㜰慡捡捦㐲㌵㡢㍡㠶昳㐳昸昸㈹昷㙥ㄱ㡡㉢㌲㍦搴㜴っ㤷攵ㅡ晣昴搳つ晢捡昸〰戶戰昳搷㈸攲散て㡦㉦敦ㄸ㉡て㔵㉢挲攷㈸㡣㤲〱愷㔶ㄲ㘵㙥ㄱ㔹㔳敡㉣㜴㠲㉡㈱㐲㔰㙥㙡㔱慡㑢㠵ㄹ〹㍢づ昶㤷㤸㉡㑡㥥扥ㄳ㘸㍢㍦改〴愲㈷㝡攴攷㈱㝣㑣换敢ㄲ㉥ㅥ㌰㘱㑣戸㡣敥昱㠱搳㔲ㄹ扤㝢㌱㔸㥦摣㥣㠱攵〵㠵㘵慤搱搲㉥愵㈵ㄵ㘳晥㌷攳㌰㤶㜱〰挲㝡挵㌵挷㉣慥㝣㥦㐰㔷㑣戵戱ㅣ㥢㘱挳㘲攲ㄹ㡤㥡挰㐷㄰昲㜳ㅡ㘷㉣〲晥㠳晦攴换昸〴晦㈵ㄸ戴ㅢ摥戶戸㘶戰晤㑦㍥㍦挶挱扦㐶ㄱ㔸ㅡ㔰ㅡ㤶㥦㠸攳㘵〱㡣搷㉣ㅡ㕣㔲㍡㍡愷愴㘴㌴攷㔴㉤㔹㉡ㅢㄹづ㤷昳㔳㘶㜵昵愹㕡㝥㝡ㄶ愲㑡㤵㠸捦㤰摡挷搱ぢㄱ㍦㜰ㄸ愲㘶扢挲挲㐶㔶挴戲挰㘷㔰㔵挱攷摤挰ㄱ㙣戴敡搹愱挳戰㕥攱扣㠲㡡愲㕥㈵戸捥搲㈸㈹昳戲愴昴换㔲㤲㤲㔳ㅡ㡤㤱搷㔲㐲扣ㄲ搰㝡㝣㘱㔹㤱㘸〸㐲昸㐹㜱㔳搱㠱昰搹㈷て㜴㥤㌹昷搶〱㕦戴㍦昹㙦搱㐰ㄹ㕣㥦㐳㕢愰㡡挶昸㌳扥㠴㄰昵攱挶挵〶摢㤱㉦攳㉢㤴㡤慦㈹扥㠱挰㤲㈱㐹挶㡡昱㥤㔹ㄴ㤷攰㝦慥ㅡ挶㌱㡡敦㈱㐴㉢〸敥戳挶㜱〸敢㈵㠲㠸捦愹㈰㠷昳㐷愸攵挷㕤搷㤰晤〴㑢㠲㐱扢㝢㌸愵㑤㕣ちㅢ㠷搴㈰㠵〶㐹㌳㐸㤸〸㈰戸㈷〹㜱捡攰晡ㅣ㝤㌹㘰㤲㠴扦㠸慦〲㌷㙦ㄲ㑥戱づ㤲㘳㜰㌲㙡㈴挴㥡㐵㤱〴㥢㈴愱ちㄴ〶㉦晣㠹ㄴ愸㈴〹㜱㈸㔹㉦昱挷㈹㡤㠴㙡戰挸㡦敢㉥ㄲっ㔸ㄲっ摡摤㈴㐸㥢㐸㐵㐸㉦ㄲ㝥㐰〵㥥㈴ㅣ㔷〶搷㜵㠰っ㐴㙡㡣㍦攳㉣㔴㈷㡥挱捤㥢㠴扡㙣㑤㍤㡡戳㈱㌴ㄲ捥㌵㡢㈲ㄳ㐱㈴〹昵改㜴ㅥ㠴挸㠶㑡㤲搰〰㈵敢㈵㍥搷㐹㌸ㅦㄶ㜹戹挱㐵挲㠵戰㈴ㄸ戴扢㐹㤰㌶挱㡢ㄳ㕥㈴ㅣ昴㈳攱㠰㌲戸慥㘳戴㐱愴挶昸㌳㕡愰㍡昱㠱㉦〹㉤搹㥡㔶ㄴ㤷㐲㘸㈴戴㌶㡢攲㉡〴㤱㈴㕣㑥愷㈴〸搱ㄶ㉡㐹㐲㌲㑡搶㑢散搶㐹㐸㠵㐵㕥㉥㜱㤱㤰づ㑢㠲㐱扢㥢〴㘹ㄳ敤㄰搲㡢㠴㔷晤㐸搸慥っ慥敢㌰ㅤㄱ愹㌱晥㡣慢㔰㥤㜸搹㤷㠴戶㙣㑤㍢㡡昶㄰ㅡ〹ㅤ捤愲攸㠴㈰㤲㠴㑥㜴敡っ㈱㜸〹㐷㤲搰〵㈵敢㈵㌶敢㈴㜴㠳㐵㕥敥㜱㤱搰〳㤶〴㠳㜶㌷〹搲㈶扡㈲愴ㄷ〹慢晤㐸㜸㕡ㄹ㕣搷㤱㝡㈰㔲㘳晣ㄹ〳㔰㥤㜸搲㤷㠴㐱㙣捤㘰㡡㙢㈱㌴ㄲ慥㌷㡢愲㈷㠲㐸ㄲ㠶搰㘹㈸㠴攸つ㤵㈴攱〶㤴慣㤷㔸慥㤳㌰っㄶ㜹戹捡㐵㐲〸㤶〴㠳㜶㌷〹搲㈶晡㈰愴ㄷ〹て晡㤱昰㠰㌲戸慥㠳昵㐳愴挶昸㌳㐶愱㍡㜱扦㉦〹㠵㙣㑤ㄱ㐵㌱㠴㐶挲ㄸ戳㈸晡㈳㠸㈴攱㐶㍡㤵㐲㠸㠱㔰㐹ㄲ捡㔰戲㕥㘲㠶㑥㐲〵㉣昲㜲㥢㡢㠴㜱戰㈴ㄸ戴扢㐹㤰㌶㌱〸㈱扤㐸戸摤㡦㠴摢㤴挱㜵ㅤ敦㍡㐴㙡㡣㍦㘳㌲慡ㄳ㤳㝣㐹戸㥤慤㤹㐲㌱ㄵ㐲㈳㘱㥡㔹ㄴ扣晡㈷㐹戸㤳㑥㜷㐱㠸愱㔰㐹ㄲ敥㐶挹㝡㠹戱㍡〹搳㘱㤱㤷ぢ㕤㈴捣㠴㈵挱愰摤㑤㠲戴㠹ㅢ㄰搲㡢㠴㐲㍦ㄲ㐶㉢㠳敢㍡攴㜰㐴㙡㡣㍦㘳㍥慡ㄳ〵扥㈴㍣挸搶㉣愰㔸〸愱㤱昰㤰㔹ㄴ㈱〴㤱㈴㉣愶搳挳㄰㈲ㄷ㉡㐹挲ㄲ㤴慣㤷ㄸ慥㤳戰っㄶ㜹戹搳㐵挲ち㔸ㄲっ摡摤㈴㐸㥢挸㐳㐸㉦ㄲ〶昹㤱㌰㔰ㄹ㕣搷㔱㜹攵戴㌱晥㡣愷㔰㥤攸敦㑢挲㙡戶㘶つ挵㕡〸㡤㠴昵㘶㔱㡣㐴㄰㐹挲㌳㜴㝡ㄶ㐲㡣㠲㑡㤲戰〱㈵敢㈵扡敢㈴㙣㠲㐵㕥慥㜵㤱昰ㅣ㉣〹〶敤㙥ㄲ愴㑤㡣㐶㐸㉦ㄲ摡晡㤱㜰戵㌲戸慥〳ㄷ㈳㔲㘳晣ㄹ慦愰㍡搱挶㤷㠴㔷搹㥡搷㈸㕥㠷搰㐸㜸搳㉣㡡ㄲ〴㤱㈴散愰搳㕢㄰攲㐶愸㈴〹㍢㔱戲㕥㈲㑤㈷㘱ㄷ㉣昲㜲戳㡢㠴㜷㘰㐹㌰㘸㜷㤳㈰㙤愲ㄴ㈱扤㐸㘸改㐷挲㈵捡攰扡㡥㕤㠱㐸㡤昱㘷㝣㠸敡挴挵扥㈴ㅣ㘴㙢㍥愲昸ㄸ㐲㈳攱㍦㘶㔱㡣㐵㄰㐹挲愷㜴㍡〴㈱挶㐳㈵㐹㌸㡣㤲昵ㄲㄷ攸㈴ㅣ㠱㐵㕥㉥㜷㤱昰〵㉣〹〶敤㙥ㄲ愴㑤㑣㐰㐸㉦ㄲ敡晡㤱㔰㐷ㄹ㕣搷攱㙦㐶愴挶昸㌳扥㐷㜵愲戶㉦〹㍦戰㌵㍦㔲㥣㠰搰㐸昸搹㉣㡡㕢㄰㐴㤲㜰㤲㑥扦㐰㠸㐹㔰㐹ㄲ㝥㐵挹㝡㠹㜸㥤㠴摦㘱㤱㤷晢㕤㈴晣〹㑢㠲㐱扢㥢〴㘹ㄳ㤳ㄱ搲㡢㠴㔳㝦晢㥣㌶晦慤っ慥晢〸㔳㄰愹㌱晥㡣慡戱㘸昶㥦㜰昳㍥㙤づ挰㙣㔴愳㠸㠷搰㐸㐸㌰㡢㘲㉡㠲㌴㘱愰敡㜴慡〱㈱㜸ぢ㐲㤲㔰ㄳ㈵敢㈵㑥愰づ晢〳㔴㈲㉣昲㜶㠵㡢㠴摡戰㈴ㄸ戴扢㐹㤰㌶挱㥢ㅢ㕥㈴㝣攵㐷挲㔱㘵㜰摤〷戹〷㤱㈴〹攷愱㍡昱㠵㉦〹つ搹㥡昳㈹㉥㠰搰㐸㘸㘴ㄶ挵㜴〴㙡㠲㍦愳㌱㥤㥡㐰〸摥㐲㤱㈴㕣㠴㤲昵ㄲㅦ敢㈴㌴㠳㐵摥㙥㜱㤱㜰㌱㉣〹〶敤㙥ㄲ愴㑤捣㐲㐸㉦ㄲ昶晡㤱戰㐷ㄹ㕣昷㜱收㈰㤲㈴㈱〹搵㠹㜷㝣㐹㐸㘱㙢㔲㈹搲㈰㌴ㄲ㌲捣愲㤸㡢㐰㑤昰㘷㘴搲㈹ぢ㐲捣㐳㔱㤲㤰㡤㤲昵ㄲ慦敢㈴㕣〹㡢扣㕤攴㈲愱つ㉣〹〶敤㙥ㄲ愴㑤摣㡦㤰㕥㈴㍣敦㐷挲㔶㘵㜰摤㠷㝡㄰㤱㈴〹㥤㔱㥤㜸捥㤷㠴慥㙣㑤㌷㡡敥㄰ㅡ〹㍤捤愲㔸㠰㐰㑤昰㘷昴愲㔳㙦〸戱〸㐵㐹㐲ㅦ㤴慣㤷㔸慢㤳搰ㄷㄶ㜹扢换㐵㐲㝦㔸ㄲっ摡摤㈴㐸㥢㜸〸㈱扤㐸㜸挴㡦㠴㔵捡攰扡㡦戶〴㤱㈴〹㐳㔱㥤㔸攱㑢挲扦搹㥡㘱ㄴ挳㈱㌴ㄲ㜲捣愲㔸㡡㐰㑤昰㘷攴搲㈹て㐲㉣㐷㔱㤲㄰㐶挹㝡㠹㠵㍡〹㈳㘰㤱户敢㕣㈴ㄴ挰㤲㘰搰敥㈶㐱摡挴ち㠴昴㈲攱㕥㍦ㄲ㘶㉢㠳敢㍥㈰敦晣㐹ㄲ㑡㔱㥤㤸改㑢㐲㌹㕢㔳㐱㌱ㄶ㐲㈳㘱扣㔹ㄴ扣㝢搸〴㝦挶〴㍡摤〴㈱㜸ぢ㔱㤲㌰ㄱ㈵敢㈵愶敡㈴摣〲㡢扣摤攸㈲㘱ㄲ㉣〹〶敤㙥ㄲ愴㑤㍣㠱㤰㕥㈴摣攴㐷挲〴㘵㜰摤挷攴㥤㑢㐹挲㕤愸㑥㡣昳㈵攱ㅥ戶㘶㍡挵っ〸㡤㠴㔹㘶㔱慣㐶愰㈶昸㌳㘶搳改㕥〸挱㕢愰㤲㠴㌹㈸㔹㉦㔱慣㤳㜰ㅦ㉣昲㜶愹㡢㠴晢㘱㐹㌰㘸㜷㤳㈰㙤㘲ㅤ㐲㝡㤱㤰攷㐷㐲慥㌲戸敥挳昲捥慢㈴攱㘱㔴㈷㐲扥㈴㉣㘵㙢㤶㔱㉣㠷搰㐸㔸㘹ㄶ挵〶〴"}},null,null,"㜸〱捤㝤〹㝣ㄳ㘵晡㝦摦搲㠶㑥㈸戴ち㉡攰ㄵ愴〸ち搶㐲㐱㔱㘴ㄱ㕡㡥㜲挸㔱㄰㉦㉣愱㑤㘹㈰㙤㌰㐹㌹挴〳慦挵〳敦ぢ扣昰挲〳㜰㔵㐴昱㔸㤷愲㜸攳㝡敥敡㡡搷㉡慥攷㉡愲慥户晥扦摦㘷㘶挲㈴昳㑥㥡㥦㝦晢昹㌸㤰愷敦昳㍥挷㍢敦昷㍢㌳㤹㑣㥥㤹攴愸㥣㥣㥣㕦戱昰㉦㤷㍣㌶昶慡㕥ㄴ㑦㠴ㅡ㑢㉢愲㤱㐸愸㌶ㄱ㡥㌶挵㑢㠷挷㘲挱㐵攳挳昱㐴㍢㌸昸㙡挲戰挷昳㙢攲攱㤳㐳〵㌵昳㐳戱㌸㥣昲㜳㜲ちち㡣㕣搸扢㔹慦㘲㕢㌱ㄸ㘵攴㔱挰㉢挷昰㔱戴愷㈸愰㌰㈸晣ㄴㅤ㈸ち㈹㍡㔲㜴愲㈸愲㈸愶搸㠵㘲㔷㡡捥ㄴ㕤㈸㜶愳搸㥤㘲て㡡慥ㄴㅣ摦攸㑥戱㈷㐴攱㕥㄰搵ㄵ㈳㈶捥㥡㠳搹㔴㈷愲戱㔰扦挰搱收㍡て㍤戴戴扣戴㝦㔹搹㈱愵㘵晤〲ㄵ捤㤱㐴㜳㉣㌴戴㈹搴㥣㠸〵㈳晤〲㤳㥡㘷㐵挲戵攳㐲㡢愶㐶攷㠶㥡㠶㠶㘶㤵㤵捦ちづㅣ摣㝦攰愰㐱昵㠷ㅤ㌶戸㜰㙦㈴㥥㔰㌱㘲㔲㉣㔴ㅦ晦㥤㔲敥挳㤴ㄳ㉢㐶㤴ㅥㄵ㑡晣㑥㈹昷㐵捡愳㉡㐶㔴㐶ㅢ㠳攱愶摦㈷㘷㍥昹㉣慦っ搵㠶㐹㝣㈸ㄴぢ㌷捤㉥挵㑡愷㠰っ敤搰搲㔱㐰扢㌶ㄸ㑦㔴㠴㈲㤱㈹愱㝡㜲㕥搸㐸挰㐲戱㔰㔳㙤㈸摥愹㜱攴挲摡㔰挴㌲挷ぢㅡ㡦づ挶㡥ち㌶㠶昲搸㈸㙡㌴㌹慢慡ぢ㌵㈵挲㠹㐵ㅤㅢ愷挵㐳㔳㠲㑤戳㐳㜴挹㙦ㅣ摤ㅣ慥换换㔳㜹㜹㌹敤㝡敢㔶㐶㠸㈹ㅤㄵ慢慤㘸〸挶ㄲ愲㤱戲晥㍡㕦挷搶㈱㉢㥥戲㕡摣㠲〲㘹㔱㈴愹㍡摣㌸㉥ㄴ㙢ち㐵㌸〸愹敢㥢收㈴㤸㤸挸㈷挱戱㘷㐳㕥㔴〷㙢㕦攳㔴㌸㡡ㄱ愰攸〱攱摢て㘲捦慡愶㜸㈲㠸摤戰㉥㌰㈹ㄶ慥つ〵づち㑣㤹㔶ㅥ愸愸ㅥㅦㄸ㘸昴愴㙢〹㠴捡摢㡡㝤搸㤹㡡晢㔱㙥㑤㌰户㘶㔶㙥㑤㙤㙥㑤㕤㙥㑤㈸户愶㍥户㘶㜶㙥㑤㐳㙥㑤㌸户㘶㑥㙥捤㕣昸搸㑢㐱晢昶戹搶戲㉣晡攵㘳敤㥦㕤㍢㜱摤㡢㔳昶扦晥挹㤲晦㈸敥戶戲晦敥㡦㠶搱ㅢ挲搷〷㐲扢㙡〳㘴搵〶ㄸ〷搰昵㐰〸愵晥㠱㔵攳敡㉤敦㔳昲搸〷㜳㐷㡥㕢昳搲㤳〵敤㉡㌷ㅥ愹㜸㈴㤰扣晤攸㝣㄰㠴慦ㄴ愲㘸摡挸ち㙢㥡㔳㌱捤㐱挶挱㌴㤷㐱㈸昵㠲㤵敢㙦㍢捥晡攲ㅦ摤㌶㡦㝣昴㤱㠲攸㔵㘳㥦㈹㔵㍣愰㐸慥〱㜴㉥㠷昰つ㠴㐸收ㅡㄴ㘰慥〱挶㈰㥡て㠱㔰敡ㄹ㉢搷捡㈹挷㡥戸㙡㑡㥦㜱㙢㐷晦㜰晣敡晦ㅤ㔶愳戸㡤㑡慥挱㜴㍥っ挲㜷㌸㐴㠶昹昶㌷㠶搰昵〸〸愵ㅥ户昲ㅥㅦ搹昸㥦搲㕦ㅢ㉢晥晣㜳昹挸晦㌶㜶㍦㑥昱㔰㈷㜹晦㐴攷㘱㄰扥㈳㈱㌲攴ㅤ㘴っ愷敢〸〸愵ㅥ戵昲㥥晢昰摢慢搶㕥戹㝡攲捡慦扦慦改ㄷ摦戰㑤昱攸㈹㜹㉢改㍣ㄲ挲㌷ち㈲㌹昷挱㌲昷㠱挶㘸㥡挷㐰㈸戵挱捡㜵㜱㔱㜵㐱捦扥晤㈷㕣晤散㡡扤㜷戹㘸㉦愵㜸㄰㤶㕣㘳改㍣づ挲㌷ㅥ㐲扢㡥收㘶㌸挸㤸㐰搷愳㈰㤴扡搷捡晢愸昱昷挷晥㌳攳㠳㠹㤷㙦晢㉥昱昵晦づ扦㔴㜱㝢㤴扣㤳攸㍣ㄹ挲㌷〵㈲㐳摥㌲愳㥡慥㔳㈱㤴㕡㘳攵㝤㝣户㘹ㄳ摦晥攴攱愳㙥ㅢ昸搱㜳て㙦扤㝤戹攲㕢㠵攴㍤㥡捥搳㈱㝣挷㐰㈴攷㝥㠸捣扤捣㌸㤶收攳㈰㤴㕡㘵攵ㅡ㌶敦攴㘵慦㍤昳散挸㔵㠷㍣㌸㘷捥㍥敢㐶㈸扥攳㐸慥ㄳ攸㍣〳挲㜷㈲㠴㜶ㅤ晢㕢摢㜹つ㕤㘷㐲㈸戵搲捡㕢㌵㜶昳戰ㄷ㥦愸㥥㜸昷㍥㥢㍡收㤴扤㍢㐴昱㑤㑣昲捥愲㜳㉤㠴慦づ㈲㐳摥㠱㐶㠸慥昵㄰㑡慤戰昲慥晡昰晥搳扥ㅤ昰捤搸㜳晦搶昳㠳㜱㡢晢ㅣ愴昸扥㈸㜹ㅢ攸ㅣ㠶昰捤㠱㐸捥摤攴扤摣攰㝥㙥㐴㈰㤴扡摣捡㌵㍣攷戳愷㔶扦㌱㜳挴昵ㄷ扥摤㘷昱户挷扥慤昸昶㉡戹㥡攸ㅣ㠵昰捤㠳㐸收ㅡ㈰㌸づ㌲㑥愲㌹〶愱搴㠵㔶慥愱挷昷㉡㔸搵昷晡捡㠷㜶㕣㔸戵晡㠶㙤挵㡡敦搲㤲㉢㐱攷㘶〸摦㝣㠸㘴㉥㜳扤晡ㅢぢ㘸㕥〸愱搴㔲㉢搷慦㘵㠳搷㍣㔵㌵戸㜲搹户敦ㅥ晣攵晢ㄵ㘷㉢扥搹㑢慥㤳改扣ㄸ挲㜷ち㠴ㄶ㍢㜳㝢散㙦㥣㑡搷搳㈰㤴㍡挳捡㝢搷㤳㙦㡦戹昴改㙤㤵ㅢ㠷㙥㙤户㘰改て搳ㄵ捦ㅦ㈴敦ㄲ㍡㥦〱攱㍢ㄳ㈲㐳摥㜲攳㉣扡㥥つ愱搴㘲㉢敦㐷ㅤ摦晥摦搱晤㙥ㅣ戳攴㡣捦㜷㕣戱攷㑦㘷㈹㥥㤲㐸摥㍦搳㜹㈹㠴敦㕣㠸攴摣て戵戶挷昳㘸㍥ㅦ㐲愹㘶㉢搷捣攳ㅥ敡㝦搷挵㡢㐷慣ㄹ㜹捥㉢㝢㜷慥ㅤ愰㜸㘶㈳戹㤶搱昹㐲〸摦㐵㄰摡㜵㌴户挷㜲攳㘲扡㕥〲愱㔴搴捡扢㜴搳㝤㡤扢㝦摡扦攲㤶昳㍥改㌵㙣摣敥〹挵㤳㈵挹㝢ㄹ㥤㉦㠷昰㕤〱愱捤㙢㘲㍡挰戸㤲慥㔷㐱㈸ㄵ戶昲ㅥ户攱敢ぢㅥ慢昹㜸攲㕦㉥扣晡戲㠱ㅢ昷㔶㡡攷㕦㤲㜷㌹㥤㔷㐰昸慥㠱㐸捥摤摣ㄷ〷ㅡ搷搲㝣ㅤ㠴㔲戵㔶慥攸晡㡤㕦敥搸愷搷挸㕢搷㍥㌰㙡㐶改㝦ㄷ慢慥㌰㑢慥ㅢ攸扣ㄲ挲㜷㈳㠴㜶ㅤ捤戹㤷ㄹ㌷搱昵㘶〸愵㘶㔸㜹扢捥㔹㜹挶〵晥㥥挳㙦㍡昶㕦扢㕣㝥晦搲㝦㉡㥥ㄹ㑡摥㕢改扣ち挲㜷ㅢ㐴㜲ㅤ换㠵㥦㜲攳㜶㥡敦㠰㔰㙡扡㤵敢挷㘷㍥㝤㘳挱㥤搱㌱㔷晤晣挲攴攲ㄵㅤ慢㔵㜷㤸㈵搷㙡㍡慦㠱昰慤㠵㐸收㌲攷㕢㙥摣㐵昳㕦㈰㤴㥡㙣攵扡散㠵攳昷昸搷挰㠷㐶晤㜵㡣晦慥摢搶㡤扡㐳昱㍣㔵㜲摤㐳攷㝢㈱㝣敢㈰戴昳㌵摦㘳〷ㅡ昷搱㜵㍤㠴㔲攳慣扣㑦㝦㔷扣摦扡搱慢㡦摣㌰敥晣敢挷㑥扤㜹㐵攱〳㌰㑦戶㑥㌱㉡㘳挱〵㌸㑦摢㜹〶㌸愰戴㡣晦㕡㍦昱挵㜹㙦晤愰晡㐳敢晢昷慦ㅢ㔴ㄶ㉣て收〷㤰㌶摢㌳㉥敥ㄲ㠵昵搳挳㑤㜵搱〵㜲ち㔶㔸㍦㉡ㅣ㐹㠴㘲愲ㄴ搵攳㡦㜹ㅡ㈹㝡挷晡㤱ぢ㜱昲㕤㙢㥥慤㜵愹慦〸挵ㄲ㌸㙤㑤㉣摡㜹ち户搷㠸㘰㍣戴㔳敤㙢攵ㅥㄱ㙤㙥慡㡢敦愹㌷㔶㈷㠲㠹㔰昷㜴摢捥㈴慥戰㙡㥣搳㠶攲戲㑡晢愴㠷ㅤㅤ㡣㌴㠷㠶㉦っ㥢收扤搳捣㌸扢㡤捥昲戶㡥㡡㠵㑥㑡㕡㕤㙢㌴ㅣㅦ户收㑢㙥搷㉣㑤㤳戹㕥㠱㡡㠶㘸㍣搴㈴慢搷户㜱㔲戸㜶㙥㈸㔶ㅤ攲㠷戵㔰㥤㑣㜵㌷㥡慣㔳散扥ㄳ㥢㌰㔱㥣㌴搷敤攷散㈵搰愱愶扡㔰ㅤ搶㜷ㅥ㔰㕥㌴㌵㌸㉢ㄲ摡㍤挵挵ㅣㄳ㠶㙥㈹摤愳愲戵捤昱㡡㘸㔳㈲ㄶ㡤愴㕡㠶搷捤て攲戴扥㙥㐲戴㉥㤴㈷㑢㡥㈹㔵㑥扢㜶㑡攵昴搱㥤ㅦ㌳㜷㥣㘷搰㡥㡤㠴攷改㤹㥤ㅤㅢㄱ㥤戵㘷摥挹捣㘸㌸㌶㌲晡ㅦ㤰㜱㑤㥣ㅢ㈱扤换㌲㝡㙢㌶㔲〶㜵㑤摤昱㑡愷㠰ㅦ昰㄰〹㜱慦捣㉤昱㑥戹㜳扢㙣㘵㑤ㅤ慣昰戳㌹扤㌳㠰㈶㘹㤳摢㕥摢㍡攷收㜶戶㘶㍦㜲㍥㍥扣㡤〹㌶搵㐵㐲戱㡣㔷ㄶㄴ搷挸搸㐰昱㈰挵㐳ㄴて㔳㍣〲㤱㕦㠹㘳㥣㈷愲㜹昰㔰ぢ搵愲晣〵攱扡㐴㠳慦㈱ㄴ㥥摤㤰㐰ㅦ慥㐸ㄴㄴ㄰㙥搷㘲㍣㡡㉥攳㙦ㄴㅢ㈱晣晥ㅣ㕦ぢ晥收昸晣㔸㜲昲昹〹散晦晥㌹㌱ㄷ㔱㠶㝣㉣挵㐵㠳㜸㝥㈳㍥晤挶摢戵搳捤㝡㑣㌰摥㤰攰づ㤷搹挸㝣㥢㈸ㅥ㠳㈸㝣ㅣ㘲挲㤸㔰〴扢敢敦㜴扤㈱扦㈷㔲戶晡挹㤶㘷㘱扢㌷㔶㉦㙡慡㙤㠸㐵㥢㜰捤愷㌲㤸〸づ慦挵挷昷戸ち晡ㅡ挷㐷㉢㥡ㄳ扥挶㌱㘱晣㈹㙣㥣ㄲ㥡ㄷち㈶㉡㜰㌴㑥㜴㙣ㅣ㡦㡦晥㜲戸慣慡㕢㤸摦㘸㝥㙡慦っ挵㙢つ㝥扣慦挲搱㘷愱て㉤ㅣ㑥ぢㅢ㜹㍣〹㉤㑣㌰㜵晢挶㐹㐱㕣ㅥ㐸ㄸ㜰敡㉢㔱㘶㡢㤱ㅤ愵捦㡥昶㕢ㅡ㌲ㄴ㑢搳㤱愵㠳㜴㤸㤹㜲戸㠱攰㡤ㄲ敦戲㜹㤶㑣摦㔱愶㈵挲㤱㜸愹㠵㙥㘹㘵ㄴ搷㝥㐲㜲搵㡢愸晢㝣搸㡥㝣ㄹ戹㑡摦㥦㜹㝤㘰㘲敤㉣㌳㉤㔶㘵㜴㉣摡㍣㙦ㅦ攴晡扤昲㌰㔷㡥戱ㄹ㘲攵㤷慢㠷昴扡晥敥㕦慤扦愷㘳㑦㤱挵昷〴㡣摡㜳〸晢ㄲ㐲ぢㅣ攸㡡㍦戲ㄸ㑦攱㡦摦㘰㥣搱〲攱戶攵㤷愰㕢㝢戰昵戸捣㤱て晦挲㐶㈰㌱㌵ㄶ㤲敢㌶〵愲㉣㥡ㄷ敡搸㌸㍤ㅡ㥢㍢㉢ㅡ㥤换つ愳㤳㘸昱㠶㔰㈸挱㡢㈱ㅤ慣㙢㍦㙣㉢愵摡戵㑢戹扣攱戸㙡戲㉦昲晢㥥㠳攸㌸㍣ㄲ〹搸ㄹ攳扥㉤攸㙡㠷㌷ㄵ摦昳㘸昴ㅤ㕦㔱㔱㌳㈱㔴ㄷ㙥㙥㥣㄰挵ㄵ挰㐰搹愱〷㤵つ㍡㘸㐰㔹晦〱㠱㜹㜲㤵㉦挸敢㥣愵ぢ㈳昱㐶㌵〰戳收ㄵ㡢晡攱㐳㍥晢㘲搹戶㠹㘷㝣㜵挱摢㑢愲昱敤慡扦㘵㜰㕤㈲搹ㅦ㐳〴昰㌲㕥愴㜸㠹攲㘵㡡㔷㈸㕥㠵㔰㝤ㄱ捡㈳ㄸ摡愹㡢昱㑦攸挶㙢ㄴ慦㐳攰搸㈳挰㥢㠷㈱搵ㅢ㕤㍣ㄴㄹ㙦㔰㙣㠵㔰扣戴挲扤㌶挷㜸ㄳ挲㤳晡户㘰搴㔲㙦㕦愲㘹㠱〳㔶㈸戹㐶挶㍢攸昰ㅢ㡣㜳㔳㉦㌶㜵㈰㙣愴摦㈰摣〶〱㌶〸慥敡㡥㌴㕡挰扡㔹〶搷戵㥦㝥〸ぢ㌰晥㈳㡡㡦㈹㍥愱昸㤴攲㌳〸搵ㄹ愱㝡挰㍥愷捦ㄷㄴ摢㈱搲〰㍢〸㕤〲搸づ㍡㝣〵愱づ㠶㌰〱晢ㅡ㉤㑦挰扥㠱㌱㜹敥㙥㝥づㄸ攴〶攲㕢㜸昹つ晡㝡搸㔴ㄹ㙣㍡㤰㜲扤㐰㔲㤶挱㜵㔱㙢〰㌲〵㌸㔲㡥㠲攰㘱换挸愵㘸㐷挱㉢昵敡挷㕦扣㐰昲搱愷㍤㐵〱㐴ㅡ㐸攵㐸摡㠳㠹晤㜴攸〰愱〶㐱㌵㐱㉡㠴敡〹㔲㐷ㄸ㤳㈰搹ㄷ搵㕡㄰㡢㌹散摣㤲㡡攰攵㌷攸敢〶㐹㙣敡㄰㠴攸㐰晡〴ㄳ搲㙥㐹ㅦ㕢〶搷搵扡挱挸ㄴ挰换攸捡攱扡㔱㜴愷搸㤳㘲㉦〸昵扥㈷㐸晢搰㘷㕦㡡〰㐴ㅡ㐸㠷㈱㘹て㈶摥㡦づ㍤㈱搴㄰愸㈶㐸㈵㔰㍤㐱敡〵㘳㠶㕤慦扦ㅢ㤴摥㠸昰ㅢ㡣昳戰愹㈳㌰戴づ戰㤷扤〰㝢挹㌲戸㉥㐳晥〹㤹〲㜸ㄹ㘵ㅣ慥㍦挵〰㡡㜲㡡㠱㄰敡㌹㑦挰づ愱捦愱ㄴ㠳㈱搲〰ㅢ㠶愴㍤㤸昸㜰㍡っ㠱㔰挳愱㥡㠰ㅤ〱搵ㄳ戰愱㌰㘶〰㑣戳ㅢづ㐳㠴摦㘰㥣ㅢ㌰戱愹ㄱㄸ㕡〷搸挳㕥㠰㍤㘴ㄹ㕣搷㔷㉢㤱㈹㠰㤷㌱㠶挳㔵㔱㡣愵ㄸ㐷㌱ㅥ㐲摤攷〹搸㔱昴㤹㐸㌱〹㈲つ戰㤱㐸摡㠳㠹愷搰愱ㅡ㐲㡤㠶㙡〲㌶ㄵ慡㈷㘰搳㘰㑣敥㠶昶昵摤ㄶ挴愶散㠶搳攱攵㌷攸敢〶㐹㙣㙡っ㐲㜴㈰摤散〵搲㑤㤶挱㜵攱㜸㉣㌲〵昰㌲㘶㜲戸㈰挵㉣㡡㕡㡡㍡〸㜵慤㈷㐸昵昴㤹㑤搱〰㤱〶搲㌸㈴敤挱挴㜳攸㌰ㄷ㐲㑤㠰㙡㠲ㄴ㠱敡〹㔲㈳㡣摡慤捡扥㜰摤㠲㍣㈹㠰㐵ㄱ攱㌷ㄸ攷〶㑣㙣敡㈸㠴攸〰㍢摦ぢ戰昳㉣㠳敢㡡昸㈴㘴ち攰㘵㉣攴㜰㡢㈸㑥愶㔸㑣㜱ち㠴㍡换ㄳ戰搳攸㜳㍡挵ㄲ㠸㌴挰㈶㈳㘹て㈶㍥㤳づ㘷㐱愸㙡愸㈶㘰㘷㐳昵〴散ㅣㄸ㌳〰㔶收〶㘵㈹㈲晣〶攳㍣㙣㙡㉡㠶搶〱ㄶ昳〲散㈴换攰扡搴㝦㌴㌲〵昰㌲㉥攱㜰㤷㔲㕣㐶㜱㌹挵ㄵ㄰㙡慥㈷㘰㔷搱攷㙡㡡攵㄰㘹㠰㑤㐷搲ㅥ㑣㝣つㅤ慥㠵㔰挷㐲㌵〱扢づ慡㈷㘰搷挳㤸摣つ敤慦ㅡ㕡㄰㥢戲㔵慤㠴㤷摦愰慦ㅢ㈴戱愹攳㄰愲〳改㌸㉦㤰㡥戵っ慥敦㌰㑥㐰愶〰㕥挶ㅤㅣ敥㑥㡡搵ㄴ㙢㈸搶㐲愸㙡㑦㤰晥㐲㥦扢㈹敥㠱㐸〳㘹〶㤲昶㘰攲㜵㜴戸て㐲搵㐰㌵㐱㕡て搵ㄳ愴晢㘱搴㙥㔵昶㜷㈸㉤挸㤳〲搸〶㐴昸つ挶戹〱ㄳ㥢㥡㠹㄰ㅤ㘰㈳扣〰ㅢ㙥ㄹ㕣㕦捥捣㐲愶〰㕥㐶ぢ㠷摢㐴昱ㄸ挵攳ㄴ㥢㈱搴㄰㑦挰㥥愴捦㔳ㄴ㑦㐳愴〱㔶㡢愴㍤㤸昸㔹㍡㍣〷愱㐲㔰㑤挰戶㐰昵〴散㜹ㄸ㌳〰㌶搰つ捡ぢ㠸昰ㅢ㡣昳戰㈹㝥㤵愴〳散㐰㉦挰づ戰っ慥㙦㥤ㅡ㤰㈹㠰㤷昱㍡㠷晢ㄷ挵ㅢㄴ㕢㈹摥㠴㔰㍤㍤〱㝢㥢㍥敦㔰扣ぢ㤱〶ㄸ扦挰敡挱挴敦搱攱㝤〸㌵ㄷ慡〹搸㌶愸㥥㠰㝤〰㘳㜲㌷戴扦昵㙡㐱㙣捡㔶昵㈱扣晣〶㝤摤㈰㠹㑤㐵㄰愲〳㘹㔷㉦㤰㜶戱っ慥慦搳㥡㤰㈹㠰㤷戱㥤挳㝤㐹戱㠳攲㉢㡡慦㈱㔴〷㑦㤰晥㐷㥦㙦㈹扥㠳㐸〳㈹㡡愴㍤㤸昸〷㍡晣〸愱㑥㠲㙡㠲昴ㄳ㔴㑦㤰㝥㠶㌱〹㤲晤㜵㕥ぢ㘲㔳㐰晡ㄵ㕥㝥㠳扥㙥㤰挴愶㘲〸搱㠱昴挳捦ㅥ㘷敥摦㕢〶搷昷㠴扣㍥ㄷ挰换㈸挸㠵㘰攱㤰攱愷攸㐰㔱〸愱扥㐲愸晥㌳㘰㈷晡ㄴ㔱戰挶㈸つ愴㘶㈴敤挱挴扢搲愱㌳㠴㕡〰搵〴愹ぢ㔴㑦㤰㜶㠳㌱〹㤲晤㍤㘵ぢ㘲㔳㐰摡〳㕥㝥㠳扥㙥㤰挴愶ㄶ㈲㐴〷搲㝢㕥㈰晤摢㌲戸扥〰㍤ㄹ㤹〲㜸ㄹ〱づ搷㠳㘲㍦㡡㥥ㄴ㈵㄰㙡慢㈷㐸晢搳愷㌷㐵ㅦ㠸㌴㤰ㄶ㈳愹㠰㜴㈰ㅤ晡㐲愸㔳搱㘵㠲搴て慡㈷㐸〷挱愸㍤㍥搹㕦挰戶㈰㑦ち㘰〷㈳挲㙦㌰捥つ㤸搸搴㘹〸搱〱昶慣ㄷ㘰捦㔸〶搷㌷扢㑢㤰㈹㠰㤷㌱㤸挳ㅤ㐶㜱㌸挵㄰㡡㈳㈰搴攳㥥㠰晤㠹㍥挳㈸㡥㠴㐸〳散っ㈴ㄵ挰㐶搰愱〲㐲㥤㠵㉥ㄳ戰㑡愸㥥㠰㡤㠴㌱〳㘰攵㙥㔰㐶㈳挲㙦㌰捥挳愶捥挶搰㍡挰搶㜹〱㜶慦㘵㜰㝤㘵捤㙦慡〳㜸ㄹ㤳㌸摣㘴㡡㈹ㄴ搵ㄴ㔳㈱搴ㅡ㑦挰㡥愶捦㜴㡡㘳㈰搲〰㕢㡡愴〲搸㜱㜴㌸ㅥ㐲昱㙢㙦ㄳ戰ㄳ愰㝡〲㌶〳挶攴㙥㘸㝦㘵摥㠲搸㤴慤慡〶㕥㝥㠳扥㙥㤰挴愶捥㐷㠸づ愴㙢扣㐰㕡㘱ㄹ㕣摦挵㉦㐳愶〰㕥㐶〳㠷ぢ㔳捣愱㤸㑢ㄱ㠱㔰㤷㝢㠲搴㐴㥦㈸挵㍣㠸㌴㤰㉥㐴㔲〱㈹㐶㠷㌸㠴扡ㄸ㕤㈶㐸〹愸㥥㈰㌵挳愸摤慡散㕡㠰ㄶ攴㐹〱㙣〱㈲晣〶攳摣㠰㠹㑤㕤㠲㄰ㅤ㘰㘷㝡〱㜶㠶㘵㜰ㄵㄹ㕣㠶㑣〱扣㡣㈵ㅣ敥っ㡡㌳㈹捥愲㌸ㅢ㐲㉤昶〴散捦昴㔹㑡㜱㉥㐴ㅡ㘰㤷㈳愹〰㜶㍥ㅤ㉥㠰㔰㔷愲换〴㙣ㄹ㔴㑦挰㉥㠴㔱ぢ㤸㕤攴搰㠲㍣㈹㠰㕤㡣〸扦挱㌸㌷㘰㘲㔳㔷㈱㐴〷搸ㅣ㉦挰挲㤶挱㔵㍤戱ㅣ㤹〲㜸ㄹ换㌹摣ち㡡㙢㈸慥愵戸づ㐲搵㝡〲㜶〳㝤㔶㔲摣〸㤱〶搸ち㈴ㄵ挰㙥愶挳㉤㄰敡㕡㜴㤹㠰摤ち搵ㄳ戰㔵㌰㈶㜷㐳扢㝡愳〵戱㈹㈰摤づ㉦扦㐱㕦㌷㐸㘲㔳慣昵搰㠱㌴挵ぢ愴挹㤶挱㔵ㄶ㜲〳㌲〵昰㌲敥攱㜰昷㔲慣愳戸㡦㘲㍤㠴ㅡ攷〹搲〳昴搹㐰昱㈰㐴ㅡ㐸㉢㤱㔴㐰㝡㤸づ㡦㐰愸㥢搰㘵㠲昴㔷愸㥥㈰㍤ち愳㜶慢戲换㔲㕡㤰㈷〵戰㡤㠸昰ㅢ㡣㜳〳㈶㌶㜵㌳㐲㜴㠰ㅤ敥〵搸㘱㤶挱㔵敦㜲㉢㌲〵昰㌲㥥收㜰捦㔰㍣㑢昱ㅣ挵ㄶ〸㔵敥〹搸摦改昳〲挵㡢㄰㘹㠰慤㐲㔲〱散㘵㍡扣〲愱㙥㐷㤷〹搸慢㔰㍤〱晢〷㡣挹慤捡慥户㘹㐱㙣ち㐸慦挱换㙦搰搷つ㤲搸ㄴ慢㜳㜴㈰敤攷〵㔲て换攰㉡攴㔹㡤㑣〱扣㡣㜷㌹摣扦㈹摥愳㜸㥦㘲ㅢ㠴摡搳ㄳ愴晦搰攷㐳㡡㡦㈰搲㐰㕡㠳愴〲搲㈷㜴昸ㄴ㐲摤㠵㉥ㄳ愴捦愰㝡㠲昴㕦ㄸ㤳㈰搹㠵㐴㉤㠸㑤〱改ぢ㜸昹つ晡扡㐱ㄲ㥢㘲搹㤱づ㈴扦ㄷ㐸㠶㘵㜰㔵㈸摤㠳㑣〱扣㡣敦㌸摣昷ㄴ㍦㔰晣㐸昱ㄳ㠴㙡攷〹搲㉦昴昹㤵㠲㐵㑥㘹㈰戱搸㐹㐰捡㠵捤㘸〷愱敥㐳㤷〹㔲ㅥ㔴㑦㤰㔸㠵慥摤昵散ち愹ㄶ攴㐹〱慣㍤㈲晣〶攳摣㠰㠹㑤慤㐷㠸づ戰ㅤ㍦㜹㝣扣昹搲㌲愴㤷㕥攵㙦㐰愶昴敦㤸愵ㅣ㍣㔹㤴攲㈸㜷改〴㘷㕦晤戴愶㜰㈲摥愱㝥㜸㜳㈲㍡㉡㥣愸㡣㈷ち敢㈱搰㤴㤰敥㔲扦攱〸敡㕢㝦㜴㌸戴㘰㉡扥㐹摤搷㙤㐲愵㝣㐵㜳㍣ㄱ㤵慦捦昷㜱摢㉢愳㐷㐵ㄳ㤵攱昸扣㐸㜰㔱㠹挶㙣㕡愶㌷㠴㥡㔰㔰ㄴ㐳㕤㔱㙢㑥搱㜹昳㐲㜵㥡㜵慣㡥㌶挷㙡㐳㔵㤵㝦㠴㤲㈴㘵搶〱㘰㕢㘵㌱㤲敡攵㕤㠲攳挰㝤㙦㜰㤳㡢慦愰搵㙦慢㘸昱ㄵ㘳㜳㔳㈵戸㝢〵㝦㜳㌸㉣㉢㑣㔰㘲昲㘰慢ㅢ㠸愳挴愹〳㥣晤昵㈰搵散敢㘸搵搰攱昶㠰㜰㕤挸㙦㘹ㄳ挲㑤㥤慣收挴收㐴㡡㈵戸戰戳㘵挱户攴ㄳ㥢㐰㝣㙤㌰㔶昷㐷攰〴ㄳ挳㘲ㄲ愲㝣昸昷摢㘰㌶搳攴攴㙣攷㘵ち㉥摢㑦挷㤱㠶㌸戳㡥㐸㕢戰㤰摣ㄱ搱㜰㔴㠷ㄵ挱扦㈳愱㑥㜶ㄷ㔰㥢㄰ち㌶〹〳搵㠹扡捡搰晣㑥攲ㄱ挲愶㡤㕢㔳㈲愱捥愹慡搴戴ㄸ昵挳㘷挵愳㤱收㐴愸㔳戲㈵扢戸㔱㍦㈵ㄴ㐱挱挱晣㔰㘱戲㌵愹㌶㠱㕡挸㘴㍥㔶昱晤㜱搸〱㈲㜹ㄶ㐳㑡㌸昲㘵㌸戲愵㑥㠲㝢捦㙦㘴ㄴ㐴搶换昲昹㌰㜵捤ち㉥㜷づ换戱ㅢ攴ㄶ攴戲㍥㉣晢㔲㍥敥㐵㥤敤ち㔳昳搸㈶㠷慤㐲扢㡦㔵㜴ㅤ敢攵㠸㠷㔲㔹摥㤵㔴挴摤㈶㠲摢挵ㄲ攱㕡摣㠸戳愸㔳㝤㔵㔳㙤愴戹㉥㌴㍥㌸㉢ㄴ戱㡦搶搱㔸攳ㅦ㠴慦㍣㙥晥㈶㔷ㄹ㜰戱敡ㅢ慢㜰ㅢ㥦㕤㌸昸㥢て㜰戸捥㘶扦愱㈲㠷㐹换㈳㔸㠹晦㜳捤愴ㅦ㐱扢敥慣昸㤵ㅢ扤㜰㐸㜳㜵昱㔸挶挲戲㘴搹愵散㙤づ户昱搱昱㔱㤴挴搶㌹扡挶㠴捤慥㍦捣㍥㈵ㄴ昹㝣扥摦晡戶〲慣戰㙣户㡡㉥㜰戰㌳昵㘱㍣扦攲㡥昱㈸昴昴㤲㌴挷改㠷扣攳换〱戰ㄸ㡥㐵㍣㝡㤹愷ぢ㔳挳㠹㐸愸㐳扤搸愵㕤挰摤㠱㘸戶慦㥦摡㠰ㄲ慥捡㡥昵愳㘳攱扡㐸戸㈹挴㔳て㤴㘸昳收扡昱愱搹㈸㈶㥥ㄴ㡤㠷㔹㐷搵戱㝥㙡㉣搸ㄴ㥦挷㉡扥摡㐵扢愶㘸㐲㔶㝥晤㠸㜰ㄳ㜶ㅥ㜳㑣戶㡢敡慢ㅢ愲ぢ㜰换㘹㜳㘳搳攸攰扣昸ㅦ㠲㈸敢慤〴〸㤹㝢㔴慥捡捤㔵〵戹〵扦昵㍤ち㕢㌸㔲戲慥㈷㤷挲愲敡㙦㘸㘵搸㔷挹㤲㔵捡捤㝤㤵敢㤴㜲ぢ愵戶扥㌴㜹扦㉥㡦扦㐶ㄷ散愰㠵扢㐱㔴㡤㥥㔶戵昳〶㠰晦㥦㥢㕦昳㌷㈲㜱㠶㜷〱搹㉡㤲挵挶扢挱戹㤳戹愵戰㡦ㅢ㡥㈱㠴㔳㑢摦晡晣昵攲挳つㄱ㙦㥣㜴㘷㜳ㄴ敡㐳ぢ戱摦攳愸㡢戲㕡ㅣ㙥㍢㤹ち捦攱ㅡ㠳㤱戸㘵慢㠸㌶㌶〶戹㘵㜱慢慣挶㈱㍢㔴㈰㈷搴㌸㤰ㄸ昵㄰戲昹㔹㕤挱㠵攸ち㉥㤴㉥扣ㄳ昳〶〲㘹㌳㔷㜴㜶㌰ㄶ㑥㌴㌴㠶㙢ぢ愸戰挸晦て戱㐹㘲ぢ捡〳㤸昶㈲摢㈵捥㑥搳㙢㜸捤戲㔳戰㕤㡡てっ㠴㡥散㘳挳捤㤵户㙦昵ㅢ慢戳㜱晡㙡昰㜴搶搸〳㈲ㅦㅦ攸搰㘱敤㈳㡥昳㉥昴挸㌱㈸㙦ㄳㅣ㌲搶捣戶㠷㠳㝦㝣㌴㔸㌷ち㜷㝣㐴㘳敤慤扢戲ぢ㐰㈲㡦ㅤ戱㘲㤶㐹㔷攰㕥〲摣愳㌰ㅦ㈷扡戱〲㜶㔴愳〲㌹㡦〵搶㍥㤳㉤敥㥤㌹昹昹ㅤち㜴㘳㔵搹戹㑡慣㥡㔱攷㕤敤㔵慥晣㥦㑤ㅥ㡣㐳㈸㈷挰㜳〵愳㉢㈷摢つ㐲㍤〶㤵昳㐹㜳攸㑥㠷㍤㠹挶㘶ㄸ搳昷〷捦㥡㘲〴攴攴㌷戲搶戹愰㤱搳挱㌹㠵てㄵ搰愸㤹〶㈴扥づ〵㡦挳㙥散〵慦攷户㙣ㄹ㡡㜶㡥㝡ち挲ㅥ㥦ㅢ㠰戵㠲㝢挳挷搸〷㐲扤㠸㑥㝥收昴敤㑢つ㥦㌷〲昸敢昸扣愱㔸㤶捡捦ㅣ昶攲㘰捣攴㑢扤っㄳ捦㤶㜹㤰㙡敤捣㑢扤〲㍦㥥㝤攱㕢㈹慥㐳ぢ㕡昶摢扦㝡ㄵち㑦〱捣挵昳㑤㑡戱昶㤵㙦㔴㌹摡〳愳㝡つㄶㅥㅣ㡤㥥㥣搲敢㘸昱愰挳㡤㤰㜳㌴㝡㐱戴扡ㄱ慡㌷㄰㘱〳挷㘸ぢ戸晤㤹愱㌷昳㙥搵㍢昴愱挳〱㜴㘰㥤㉤搹㌵づ㠴㤶㈴攴ㅤ㐷㤸㠳㤰扥っ敢挷㌰㤶戶ち㈱〷㐱昳捤㥤摥㜰昰愲㔸㡥㔱ち挵挹ち㙢㕦㌳戳昲〹㍣戲㘶攵㔳㌸㥢慣ㅣ捣ㄵ㘹㠱㥡㘴㠵㜵戵搹戰昲㌹晣㌲戰昲〵捣挲㑡㝦捥㜲㍢㌴㥢ㄵ㑥搴㈸㠷㘸㥤㤵ㅤ〸搳戰㌲㤰ㄹ〶㌱敦㔷㝡㠷㐳攸㜰㈸ㅤ扥㠶㠳戰㌲ㄸ㕡㤲㤵㙦ㅤ㘱づ㔶づ㘳搸攱っ攳戶㉤慣っ㠱㤶㘴攵〸㈸㑥㔶㜸㔴换捣㑡㉥㍣戲㘶愵ㅤ㥣㑤㔶㠶㜲㐵㕡㘴㌰昳㔴㔹昱㠴㍤ㅢ㔶㝣昰换挰㑡㝢㤸㠵㤵㘱㥣㘵〱㌴㥢ㄵ㑥搴ㄸづ搱㍡㉢㝥㠴㙤挲捡愵ㅤ攴㐶㌰㐳〵昳㜶搰㍢㔴搲㘱㈴ㅤち攱㈰慣㡣㠲㤶㘴愵挸ㄱ收㘰㘵㌴挳挶㌰慣㉢ㅣ㠴㤵㉡㙡㌸㜸㡤挵㕦㈷㈱㉣散捤㑣㐸㜷㜸㘴㑤挸㥥㜰㌶〹ㄹ挷㜵㐸㈱㘴㉦搸戲㈱㠴搵挳ㄹ〸搹ㄷ㘶㈱㘴〲愷ㄴ㠰㘶ㄳ挲㌹ㅡㄳ㈱㕡㈷㘴㍦㠴㙤㜲ㄳ㌲㠹ㄹ㈶㌳㙦㑦扤挳ㄴ㍡㔴搳愱〴づ㐲挸㔴㘸㐹㐲㝡㍢挲ㅣ㠴㑣㘳搸搱っ㉢㠳㠳㄰㌲㕤㤲攰ぢ㕥晣㜵ㄲ挲挲攱捣㠴っ㠰㐷搶㠴㤴挳搹㈴攴㔸慥㐳ち㈱〳㘱换㠶㄰㔶㈷㘷㈰攴㔰㤸㠵㤰攳㌹愵挱搰㙣㐲㌸㐷㘳〶㐴敢㠴ㅣ㡥戰㑤㙥㐲㑥㘴㠶ㅡ收ㅤ愲㜷㤸㐹㠷㈰ㅤ㡥㠰㠳㄰㌲ぢ㕡㤲㤰㘱㡥㌰〷㈱戵っ慢㘳搸ㄸ㌸〸㈱㈱㘸挹攳㔶㍤ㄴ㈷㉢慣㑥捥捣捡㔸㜸㘴捤捡㌸㌸㥢慣捣收㡡愴戰㌲ㅥ戶㙣㔸㘱〹㜴〶㔶㈶挲㉣慣㠴㌹换㐹搰㙣㔶㌸㔱㘳㉥㐴敢慣㑣㐱搸㈶㌷㉢ㄱ㘶㘸㘴摥㙡扤㐳ㄳㅤ愲㜴㤸ち〷㘱㘵ㅥ戴㈴㉢搳ㅤ㘱づ㔶㑥㘲㔸㡣㘱㌳攱㈰慣挴愹攱戸㈵捦㐷摡㜹㤱㔷〵攱㤰㤹㤰㔹昰挸㥡㤰㕡㌸㥢㠴㌴㜳ㅤ㔲〸愹㠳㉤ㅢ㐲敡攱㤷㠱㤰搹㌰ぢ㈱ぢ㌸愵〶㘸㌶㈱㥣愳戱〸愲㜵㐲收㈰㙣㤳㥢㤰㤳㤹㘱㌱昳捥搵㍢㥣㐲㠷㔳改㄰㠱㠳㄰㜲ㅡ戴㈴㈱㔱㐷㤸㠳㤰搳ㄹ戶㠴㘱ぢ攱㈰㠴㥣㐱つ㠴㥣㠹扦捥㍤㠴㤵搶㤹〹㌹ㄹㅥ㔹ㄳ戲ㄸ捥㈶㈱㘷㜱ㅤ㔲〸㌹〵戶㙣〸㘱㌹㜷〶㐲㑥㠷㔹〸㌹㠷㔳㕡〲捤㈶㠴㜳㌴㤶㐲戴㑥挸㤹〸摢攴㈶攴㕣㘶㌸㡦㜹捦搲㍢㥣㑦㠷ぢ攸㜰㌶ㅣ㠴㤰㘵搰㤲㠴㉣㜵㠴㌹〸戹㤰㘱ㄷ㌱散ㄲ㌸〸㈱ㄷ㐳㑢ㅥ户㉥㠱攲㘴㠵攵摣㤹㔹戹っㅥ㔹戳㜲㌹㥣㑤㔶㉥攵㡡愴戰㜲〵㙣搹戰挲㥡昱っ慣㕣つ戳戰㜲㌹㘷戹ㅣ㥡捤ち㈷㙡㕣〹搱㍡㉢搷㈰㙣㤳㥢㤵慢㤸攱㙡收扤㔶敦戰㥣づ㉢攸㜰ㅤㅣ㠴㤵㙢愰㈵㔹㔹改〸㜳戰㜲㉤挳慥㘳搸ㅤ㜰㄰㔶慥愷㠶摤攴〶晣㜵ㄲ挲搲昱捣㠴慣㠶㐷搶㠴慣㠱戳㐹挸㑡慥㐳ち㈱㙢㘱换㠶㄰搶愷㘷㈰攴㙥㤸㠵㤰㥢㌸愵㝢愰搹㠴㜰㡥挶㉤㄰慤ㄳ戲づ㘱㥢摣㠴摣捡っ慢㤸昷㍥扤挳㙤㜴戸㥤づ敢攱㈰㠴摣〱㉤㐹挸〶㐷㤸㠳㤰㍢ㄹ戶㥡㘱㉤㜰㄰㐲搶㔰〳㈱㙢昱搷㐹挸㈶㌸㘴㈶攴㌱㜸㘴㑤挸攳㜰㌶〹戹㡢敢㤰㐲挸㘶搸戲㈱攴㐹昸㘵㈰攴㈹㤸㠵㤰扢㌹愵愷愱搹㠴㜰㡥挶扤㄰慤ㄳ昲㉣挲㌶戹〹㔹挷っ昷㌱敦㜳㝡㠷昵㜴戸㥦づ㕢攰㈰㠴㍣〰㉤㐹挸ぢ㡥㌰〷㈱ㅢㄸ昶㈰挳㕥㠷㠳㄰昲㄰戴攴㜱敢㘱㈸㑥㔶㔸晦㥥㤹㤵㌷攰㤱㌵㉢㕢攱㙣戲昲〸㔷㈴㠵㤵㌷㘱换㠶ㄵㄶ搹㘷㘰攵ㅤ㤸㠵㤵㐷㌹换㜷愱搹慣㜰愲挶㐶㠸搶㔹㜹て㘱㥢摣慣戴㌰挳㈶收㝤㕦敦昰ㄸㅤㅥ愷挳㌶㌸〸㉢㥢愱㈵㔹昹搰ㄱ收㘰攵〹㠶㍤挹戰敤㜰㄰㔶㥥㠲㤶㘴攵㘹㈸㑥㔶㔸㜰㥦㤹㤵ㅤ昰挸㥡㤵慦攰㙣戲昲っ㔷㈴㠵㤵慦㘱换㠶ㄵ㔶昵㘷㘰攵㕢㤸㠵㤵攷㌸换敦愰搹慣㜰愲挶昳㄰慤戳昲〳挲㌶戹㔹昹㍢㌳扣挰扣㍦敡ㅤ㕥愴挳㑢㜴昸〹づ挲捡换搰㤲慣晣敡〸㜳戰昲ち挳㕥㘵㔸〱慥〴ぢ㉢晦㠰㤶㘴攵㥦㔰㥣慣戰挲㍦㌳㉢㝥㜸㘴捤㑡〷㌸㥢慣扣挶ㄵ㐹㘱愵㄰戶㙣㔸攱㙤〴ㄹ㔸㈹㠲㔹㔸昹ㄷ㘷㔹っ捤㘶㠵ㄳ㌵戶㐲戴捥捡慥〸搳戰昲㈶㌳扣挵扣㥤昵づ㙦搳攱ㅤ㍡㜴㠱㠳戰昲㉥戴㈴㉢㝢㌸挲ㅣ慣晣㥢㘱敦㌱㉣〰〷㘱攵㝤㙡㜸㑢搹㠶扦㑥㐲㜸㌷㐱㘶㐲昶㠳㐷搶㠴昴㠴戳㐹挸〷㕣㠷ㄴ㐲㑡㘰换㠶㄰摥戲㤰㠱㤰摥㌰ぢ㈱ㅦ㜲㑡㝤愰搹㠴㜰㡥挶挷㄰慤ㄳ㜲㈰挲㌴㠴㝣挲っ㥦㌲㙦㕦扤挳㘷㜴昸㉦ㅤ晡挱㐱〸昹ㅣ㕡㤲㤰㠳ㅤ㘱づ㐲扥㘰搸㜶㠶つ㠶㠳㄰昲㈵㌵㄰戲〳㝦㥤㠴昰㙥㠵捣㠴ㅣづ㡦慣〹ㄹ〲㘷㤳㤰慦戸づ㈹㠴ㅣ〱㕢㌶㠴昰㤶㠸っ㠴っ㠳㔹〸昹㠶㔳㍡ㄲ㥡㑤〸攷㘸㝣ぢ搱㍡㈱㈳㄰愶㈱攴㍢㘶昸㥥㜹㉢昴づ㍦搰攱㐷㍡㔴挲㐱〸昹〹㕡㤲㤰搱㡥㌰〷㈱㍦㌳散ㄷ㠶㑤㠲㠳㄰昲㉢戴攴㜱㉢㠷扥㡥㡦昰扣㈵㈲㌳㉢㔳攰㤱㌵㉢搵㜰㌶㔹攱ㄷ㜹愹慣㑣㠵㉤ㅢ㔶㜸摦㐵〶㔶愶挳㉣慣戴挳〸敡ㄸ㘸㌶㉢㥣愸㤱㡦摥搶㔹㌹づ㘱ㅡ㔶㝣㕣改昶捣㝢扣摥愱㠰づ㝣搶戳㍡〱づ㥢㠱愵攱㠷㤶㘴愵挶ㄱ㠶㝥晢晢㤸づ㘸ㅢ㠵㄰慡〱づ挲㑡㐷㙡搸㑤㍡搱捤㐱〸㙦扦挸㑣挸ㅣ㜸㘴㑤挸㕣㌸㥢㠴ㄴ㜱ㅤ㕡㘴㌰敢攲㝣〴戶㙣〸攱㍤ㅥㄹ〸㠹挲㉣㠴散挲㈹捤㠳㘶ㄳ挲㌹ㅡ㥤㈱㕡㈷㈴㠶㌰つ㈱㕤㤸㘱㌷收㡤敢ㅤ㜶愷挳ㅥ㜴㐸挰㘱㌳愶㘷㜴㠵㤶㈴㘴㠱㈳っ晤㌶㈱摤搰㌶扡㐳愸㈵㜰㄰㐲昶愴〶㐲昶愲㥢㠳㄰摥摥㤱㤹㤰㌳攱㤱㌵㈱㘷挱搹㈴㘴㙦慥㐳㡢っ㘶ㄱ㜲㌶㙣搹㄰挲㝢㐸㌲㄰戲ㄴ㘶㈱㘴㕦㑥改㕣㘸㌶㈱㥣愳搱〳愲㜵㐲捥㐷㤸㠶㤰晤㤸愱㈷昳㕥愰㜷㈸愱㐳㉦㍡㉣㠳挳㘶㑣捦搸ㅦ㕡㤲㤰㡢ㅤ㘱攸户〹改㡤戶搱〷㐲㉤㠷㠳㄰㜲〰戴攴㜱敢㐰晡㍡㔸攱㍤㈴㤹㔹戹〶ㅥ㔹戳㜲㉤㥣㑤㔶晡㜲㐵㕡㘴㌰㡢㤵敢㘰换㠶ㄵ摥愸㤲㠱㤵㤵㌰ぢ㉢〷㜱㤶㌷㐲戳㔹攱㐴㡤㠳㈱㕡㘷攵㘶㠴㘹㔸㈹㘳㠶晥捣㝢㡢摥㘱〰ㅤ捡改㜰㉢ㅣ㌶㘳㝡挶㐰㘸㐹㔶㙥㜷㠴愱摦㘶㘵㄰摡挶㈱㄰敡ㅥ㌸〸㉢㠷㔲挳㙥㌲㤸㙥づ㐲㜸扦㑡㘶㐲搶挱㈳㙢㐲敥㠳戳㐹挸㘱㕣㠷ㄶㄹ捣㈲㘴㍤㙣搹㄰挲㥢㘲㌲㄰戲〱㘶㈱㘴〸愷昴㈰㌴㥢㄰捥搱ㄸち搱㍡㈱て㈳㑣㐳挸㥦㤸㘱ㄸ昳㍥愲㜷㌸㤲づ挳改昰㔷㌸㙣挶昴㡣ㄱ搰㤲㠴㙣㜴㠴愱摦㈶愴〲㙤愳ㄲ㐲㍤つ〷㈱㘴㈴戴攴㙥㌲㡡扥づ㔶㜸㔳㑣㘶㔶㥥㠵㐷搶慣㍣〷㘷㤳㤵搱㕣㤱ㄶㄹ捣㘲㘵ぢ㙣搹戰挲㍢㙦㌲戰昲〲捣挲㑡ㄵ㘷昹㈲㌴㥢ㄵ㑥搴ㄸ〷搱㍡㉢㉦㈳㑣挳捡㜸㘶㤸挰扣慦攸ㅤ㡥愲挳㐴㍡扣ち㠷捤㤸㥥㌱〹㕡㤲㤵搷ㅣ㘱攸户㔹㤹㡣戶㌱〵㐲扤ぢ〷㘱愵ㅡ㕡㤲㤵愹昴㜵戰挲扢㜰㌲戳昲ㅥ㍣戲㘶攵㝤㌸㥢慣㑣攳㡡戴挸㘰ㄶ㉢摢㘰换㠶ㄵ摥敡㤳㠱㤵て㘱ㄶ㔶愶㜳㤶ㅦ㐱戳㔹攱㐴㡤㘳㈱㕡㘷攵ㄳ㠴㘹㔸㌹㡥ㄹ㡥㘷摥㑦昵づ㈷搰㘱〶ㅤ㍥㠳挳㘶㑣捦㌸ㄱ㕡㤲㤵㉦ㅣ㘱攸户㔹愹㐱摢㤸〹愱扥㠳㠳戰ㄲ愴㠶㠳搷㉣扡㌹〸攱ㅤ㍦㤹〹昹〱ㅥ㔹ㄳ昲㈳㥣㑤㐲㙡戹づ㉤㌲㤸㐵挸㑦戰㘵㐳〸㙦㉢捡㐰挸慦㌰ぢ㈱㈱㑥㈹〷㘷扥㌶㈱㥣愳㌱ㅢ愲㜵㐲㜲ㄱ愶㈱愴㠱ㄹ挲捣摢㑥敦㌰㠷づ㜳改㤰〷㠷捤㤸㥥ㄱ㠱㤶㈴愴扤㈳っ晤㌶㈱㡤㘸ㅢ㑤㄰昹扢挰㈱扢晢㔳㔸㐴㔷散戸㘹㠸挵㤵昱㕤敡㈷㌷〷㈳昸捤㡣㠹愸㕦㑦戰敢㡦㔰扤㤸㘷摥㐵㤰晥攸攸搴㥦搲挰慤㌷㌲㠵攳㘷散㠳㤹愵㘳㤰敡㙢捤㉤㑥捦摦㜶㤷㠱㍦晦搲ㅦ㝦晤㌵扢㔱ㄴ㐶㘹㍦㥦㡦㉢慤愹挹㈹攰㤸㈰〹搴戱摥㝡㔷㌴㌳ㄴ昱愶ㄵ摣㌳㔳攷㥤㤵㠸慣㉥敤ㅢ攱慦敢攸㑡ㄸ㔳㙢㜹攷㘱敢㔰㕤㌰ㅡ㜳ㄸ㈷㔱戳㔶㈴㝦て昴戶㕡〸㡡〰摣㐹挴㤲搰敡挴愲〸捡㜰搹攴〳㌸捤ㄶ慢ㄱ㑤㌳㔶㉦ㅡ换挳㉤㔳改㑦摤㑤挶㍥㠰㔴ㅤ扡愴㍤攵㔸挲㘸搹つ㙢㤳㝦ㄱ挰昵㡣㑦挵㤳㌱㕣㝣㜱慣㘲㤷〹攱摡㔸㌴ㅥ慤㑦〴慡㔱㐹ㅥ攰㜳慦昱㄰㥢戲攱昹换㤰㔱㍢㈶㈷㤶搷挴ㅦ㠶ㄱ㡡晣㜳㥢愲ぢ㥡㘴㙤昲攳戸㥢㈶㈴㜸戵㙦捦㘱㜸愷㠱㉣㍤〱㕥㜱㔷慣㈸㤷攲㙥㜶愳扢摤搸搳㙡ㄴ敤㠵〶愳㝣攲昹㍢㡡攲扤㤱㤹愳昸㥡㌱㠱㕤㉡㐶搴愴晥收㡤㙦㍥扡ぢ搱㉤戵慥㔳昰愴㙣摦〲昴㜴㐲㡦愳㌰扣㜸ㅦ㉢㡢戱㄰㐶愳〷昲ㄹ〱〸ㄵ㐰㍦て㈵㝥㜵づ㜰攳愶捥戱㘴㤳㔵㍤搰攴㘶㙢㥣㠲ㄸ搵ㄳ㉤㠱攸㔴㙡㜰愲愳敡〵挹捤㑡㥤㠹㔰㤲㠹㑥㍣愷〰㉥㈴㐳㉤㐱て〹㐹〵㜴㝦㠶㘲㈹敥㙤㌷晡搸㡤〳慣㐶搱㠱㘸戴つ愰㝤㤱㤹愳ㄸ〴搴㈰㝣〶ㄱ㉢敥㘷昷㥦捤慥摥昴搸ㅦ㐲㤵愲摦㠴㘸ㄱ㘶㤲ち搱挱戰〹㐴攷㈲㐶昵㠷㈶㄰㥤㐷つ戱搰㜳㔴㌹愴㐰㌴ㅦ攱㌶㐴扥ぢ攰攲戹ㄱ慢㠴ㄶ户㠱捣㠷愵㜸㤰摤㌸挴㙥ㅣ㙡㌵㡡〶愳搱㌶戸ㅤ㠶捣ㅣ㈵ㅤ户挳敤晥㑢㠸ㅢㅦ戰㙡昴㠳㔰㐷愰摦挴慤搱㠵摢㔰搸〴户㉢㠸搴㌰㘸㠲摢㤵㑥摣㠶愳㔷㜰㥢攳挰捤㈰㙥戲㘹㌵㘸㈱ㅡ㠱㈰㉥挵ㄵ㜶愳搲㙥㡣戴ㅡ㐵愳搰㘸ㅢ㠸㐶㈳㌳㐷㐹㠷㘸㡣摤㝦ㅤ㈱㉡愷〷敦敦㔰㘳搱㙦㐲ㄴ㜴㐱㌴づ㌶㠱攸㐶㠲㌲〱㥡㐰㜴㤳ㄳ愲㠹攸ㄵ㠸㑥㜴㐲㤴摣晢㑥搰㐲㌴〹㐱㕣㡡㈷摢㡤㈹㜶愳摡㙡ㄴ㑤㐵愳㙤㈰㥡㠶捣ㅣ㈵ㅤ愲愳敤晥㍢〸搱㘱昴ㄸっ愱㡥㐱扦〹搱㌴ㄷ㐴挷挲㈶㄰慤㈵㈸挷㐳ㄳ㠸敥㜲㐲㌴〳扤〲搱ㄴ㉤㐴㤳戴㄰㥤㠸㈰㉥挵㌵㜶㘳愶摤〸㕡㡤愲㔹㘸戴つ㐴戵挸捣㔱搲㈱慡戳晢搷ㄳ愲㘱昴昸ㄳ㠴慡㐷扦〹㔱㤵ぢ愲搹戰〹㐴てㄲ㤴㌰㌴㠱攸㈱㈷㐴㜳搱㉢㄰㡤搲㐲㔴愹㠵㈸㠲㈰㉥挵㡤㜶愳挹㙥㐴慤㐶搱㍣㌴摡〶愲㤳㤰㤹愳愴㐳ㄴ戳晢㕢〸ㄱㅦ愰㙡㔴㐲愸〴晡㑤㠸㠶扡㈰㙡㠶㑤㈰摡㑣㔰ㄶ㐰ㄳ㠸㥥㜰㐲戴〸扤〲搱攱㕡㠸〶㙢㈱㍡ㄹ㐱㕣㡡ㄷ摢㡤㔳散挶愹㔶愳攸㌴㌴摡〶愲搳㤱㤹愳愴㐳戴挴敥摦㐲㠸挶搱㘳㉣㠴㍡ㄳ晤㈶㐴晤㕤㄰㥤〵㥢㐰昴㈲㐱㌹〷㥡㐰昴㤲ㄳ愲愵攸ㄵ㠸㑡戵㄰昵搳㐲㜴㉥㠲戸ㄴ㥦㘷㌷捥户ㅢㄷ㔸㡤愲㘵㘸戴つ㐴ㄷ㈲㌳㐷㐹㠷攸㈲扢晦㜵㐲挴〷愶ㅡ㤳㈰搴㈵攸㌷㈱敡攵㠲攸㔲搸〴愲㌷〹捡攵搰〴愲户㥣㄰㕤㠹㕥㠱㘸㍦㈷㐴挹㜷戴㠰ㄶ愲慢㄰挴愵昸㙡扢戱摣㙥慣戰ㅡ㐵搷愰搱㌶㄰㕤㡢捣ㅣ㈵ㅤ愲敢散晥㙤㠴㘸㍡㍤㡥㠶㔰㌷愰摦㠴愸㥢ぢ愲㤵戰〹㐴ㅦㄱ㤴㥢愰〹㐴ㅦ㍢㈱扡〵扤〲搱敥㑥㠸㤲敦㘸㕤戴㄰摤㡡㈰㉥挵慢散挶㙤㜶攳㜶慢㔱㜴〷ㅡ㙤〳搱㥤挸捣㔱搲㈱㕡㙤昷㙦㈷㐴㌳攸挱挷慦慡戵攸㌷㈱敡攸㠲攸㉥搸〴愲慦〹捡摤搰〴愲㙦㥣㄰摤㡢㕥㠱挸慦㠵愸㐰ぢ搱㍡〴㜱㈹扥捦㙥慣户ㅢ昷㕢㡤愲〷搰㘸ㅢ㠸㌶㈰㌳㐷㐹㠷攸㐱扢晦㈷㐲㔴㑢㡦㔹㄰敡㘱昴㥢㄰㈹ㄷ㐴㡦挰㈶㄰攵攴挳昳㔱㘸〲ㄱ㝦㉥㤲つ攸㌹㙡㈳愴㐰昴换て㍢㑦戹㜷㝥㉡昹〹扤敥㑦㈵㉤っ挵㔲扣挹㙥㍣㘶㌷ㅥ户ㅡ㐵㥢搱㘸ㅢ㠸㥥㐰㘶㡥㤲づ搱㤳㜶㝦〱㈶㈸扦攲㘷昰ㄱ慢敡㘹昴㥢㄰㝤㠳搹愴㝥㉡㜹〶㌶㠱愸㤰愰㍣〷㑤㈰敡攸㠴攸㜹昴ち㐴㍢㥣㄰㈵㡦㐵摢戵㄰晤ㅤ㐱㕣㡡㕦戰ㅢ㉦摡㡤㤷慣㐶搱换㘸戴つ㐴慦㈰㌳㐷㐹㠷攸㔵扢扦ぢ㈱㡡搲㠳て㔸㔵晦㐴扦〹搱挷㉥㠸㕥㠳㑤㈰敡㑡㔰晥〵㑤㈰敡收㠴㘸㉢㝡〵愲晦㌸㈱㑡ㅥ㡢戶㘹㈱㝡ㄳ㐱㕣㡡摦戲ㅢ㙦摢㡤㜷慣㐶搱扢㘸戴つ㐴晦㐶㘶㡥㤲づ搱㝢㜶㝦㠰㄰昱〱愸〶ㅦ慦慡戶愱摦㠴攸㉤ㄷ㐴ㅦ挰㈶㄰㤵㄰㤴て愱〹㐴扤㥣㄰㝤㡣㕥㠱攸つ㉤㐴慦㙢㈱晡〴㐱㕣㡡㍦戵ㅢ㥦搹㡤晦㕡㡤愲捦搱㘸ㅢ㠸扥㐰㘶㡥㤲づ搱㜶扢扦ㅦ㈱㕡㑣㡦㤳㈱搴づ昴㥢㄰扤攴㠲攸㉢搸〴愲㌲㠲昲つ㌴㠱愸扦ㄳ愲㙦搱㉢㄰晤㕤ぢ搱ㄶ㉤㐴摦㈱㠸㑢昱昷㜶攳〷扢昱愳搵㈸晡〹㡤戶㠱攸㘷㘴收㈸改㄰晤㘲昷て㈶㐴㘷搰㘳〹㠴㍣㌵挹㠴攸〹ㄷ㐴ち㐷㜶㠱攸〸㠲㈲〵㈷㡣ㅢ敡㠴㈸ㅦ㍥〲搱㘳㑥㠸㤲挷愲ㄶ㉤㐴㍥〴㜱㈹㘶戱㠹㌴ち散㠶㘱㌵㡡㔸㔸搲㌶㄰㜵㐰㘶ㅤ㐴㠵㜶㝦㈵㈱㕡㡡昵㌲昸〰㔵挵ㅡㄵㄳ愲㠷㕣㄰戱慣㐴㈰ㅡ㐳㔰㜶㠱㈶㕢㔱㤵ㄳ愲捥攸ㄵ㠸ㅥ㜰㐲㤴㍣ㄶ慤搷㐲搴〵㐱㕣㡡㜷戳ㅢ慣昵㤰㥥㍤慣㐶㔱㔷㌴摡〶㈲ㄶ㠸攸㈰㘲捤㠸昴㑦㈲㐴㝣挰愹挱挷愷慡扤搰㙦㐲㜴㤷ぢ愲扤㘱ㄳ㠸愶ㄲㄴ㈹捡㘰摣㌴㈷㐴㍤攰㈳㄰慤搶㐲㜴㠷ㄶ㈲ㄶ㘳㜰㈹㘶㐱㠶㌴㑡散㐶㉦慢㔱戴㍦ㅡ㙤〳ㄱ㑢㌶㜴㄰昵戱晢㑦㈰㐴㤷㘳扤㡣换㈰ㄴ㑢㌸㑣㠸㙥㜲㐱搴ㄷ㌶㠱㘸㈶㐱㤱ち〹挶〵㥤㄰戱㐲㐲㈰扡挱〹㔱㜲㐷扢㑥ぢ㔱ㄹ㠲戸ㄴ昷户ㅢ㉣㠵㤰㥥㜲慢㔱㌴㄰㡤戶㠱㘸㄰㌲敢㈰㘲㐹㠵昴㌷㄰愲ㄵ㔸ㅤ㘳㌹㠴ㅡ㡣㝥ㄳ愲㉢㕤㄰戱づ㐲㈰㡡㄰ㄴ愹㔹㘰㕣愳ㄳ愲愱昰ㄱ㠸㉥㜳㐲㤴摣搱㉥搱㐲挴㕡〵㉥挵慣㔷㤰挶㤱㜶㘳戸搵㈸㘲㙤㐲摢㐰挴㡡〶ㅤ㐴㤵㜶㝦㠲㄰慤挴㝡ㄹ㌷㐰愸㔱攸㌷㈱㍡捦〵ㄱ㡢ㄲ〴愲㠵〴愵ち㥡ㅣ㡢ㄶ㌹㈱ㅡ㠷㕥㠱攸捦㑥㠸㤲㕢搱搹㕡㠸挶㈳㠸㑢㌱㡢〷愴挱㑡〱㘹戰㕡㠰㑢搱㈴㌴摡〶愲挹挸慣㠳㠸ㄵ〷搲扦㠴㄰慤挲㑡ㄸ户㐲愸愹攸㌷㈱㍡搵〵搱㌴搸〴愲戳〹㡡㝣㥢捦戸㜳㥣㄰昱摢㝣㠱攸㘴㉤㐴ぢ戵㄰昱㕢㝣㉥挵晣㈶㕦ㅡ㈷搸㡤ㄹ㔶愳㠸摦摡户つ㐴晣慥㕦〷搱㑣扢㝦ㄹ㈱㕡㠳昵㌲㔶㐳㈸ㄶ〰㤸㄰㥤攴㠲㠸摦搹ぢ㐴㤷㄰ㄴ昳晢㜵挴㕤敡㠴㠸摦慦ぢ㐴㑤㑥㠸㤲㍢㕡㐴ぢ㔱〳㠲戸ㄴ㠷敤〶扦㐸㤷㥥戹㔶愳㈸㠲㐶摢㐰挴㙦摦㜵㄰昱ぢ㜹改㕦㑥㠸昸挰㔲攳ㅥ〸㌵て晤戲晢㕣㡢㝥㝢㈹㍥〹扤昸㡦㍢敤搰摢戱㥤㕡〸愵㠴晡㜳ㄴ㕢㈸㥥㠷㔰㌳㠱挰㔶㍣㥥搴昵㌳㠳㌵㤶挱昵㌳㠳愷㈰㤳㝢扣㔳搱㡢晦戸挵捤ㅣ敦㙣㈸㈵搴搳挶㍢搶㙢扣㘳㉣㠳敢㔷晡捥㐵㈶ㄹ敦㑥攷晣捥㐳㉦晥㘳㌳㌱挷扢〴㑡㠹㘶扣㈹㕥攳㑤戶っ慥ㅦ扣扢〲㤹摣攳㕤㠹㕥晣〷昰收㜸搷㐱㈹搱㡣㌷捥㙢扣戱㤶挱昵摢㜱㌷㈲㤳ㅢ捦㥢搰㡢晦戸て捣ㅣ敦づ㈸㈵㥡昱㉡扤挶慢戰っ慥㥦㕥㕢㡢㑣敥昱昸㜵〶晥攳摥㉢㜳扣昵㔰㑡㌴攳つ昵ㅡ敦〸换攰晡攵戲〷㤱挹㍤ㅥ扦ㅢ挰㝦摣㔱㘵㡥搷〲愵㐴㌳摥㈱㕥攳つ戲っ慥ㅦ〱摢㡣㑣敥昱㜸愱ㅤ晦戱搵㥢攳㙤㠱㔲愲ㄹ敦㘰慦昱㑡㉤㠳敢㌷戴㕥㐴㈶昷㜸㉦愱ㄷ晦㜱㙦㤲㌹摥敢㔰㑡㌴攳昵昱ㅡ慦户㘵㜰晤〴搵㥢挸㈴攳愵散て㙦愱ㄷ晦㜱㍦㤰㌹摥㌶㈸㈵㥡昱㝡㜸㡤ㄷ戰っ慥㕦㜳晡〸㤹摣昳晢ㄸ扤昸㡦扢㝣捣昱戶㐳㈹搱㡣搷摤㙢扣㙥㤶挱昵㘳㐸㕦㈳㤳㝢扣㙦搰㡢晦戸扤挶ㅣ敦㈷㈸㈵㥡昱㍡㝢㡤户慢㘵㜰晤㤶㤰㕣攱㘳愶㤴攳㈷慦昴挹㜸摢捤昱㜸㘱㑣㌷㕥愱搷㜸ㅤ㉣㠳敢㘷㜹ち㤱挹捤ㅦ㉦㥢挹㜸摦㥡攳昱㉡㤳㙥扣㝣慦昱昲㉣㠳敢ㄷ㙥扡摡攳愵捣㡦搷愰㘴扣㕦捣昱㜸挹㐶㌷摥㉦摦㝢扣㍦晣㙣ㄹ㕣㍦ㄶ㈳ㄷ㜲㕣㜸昲㠲㡥㡣㤷㡦攲ㄵ扣ㅦ昵昳ㄸ敦㕢慦昱晥㘷ㄹ㕣扦戵㈲㔷㐵㕣攳昱敡㠸㡣㔷㘸㡥㌷搸㘳扣敤㕥攳㝤㘱ㄹ㕣㍦㔵㈲㤷ㄸ㌸㕥捡晥挷㑢つ㌲㕥㘷㜳㍣㝥㌲搷攱昹戱搷㜸ㅦ㔹〶搷慦㝥挸攷㜵搷晣慡散昱扡㥢攳昱㘳慥㙥扣昷扣挶晢户㘵㜰晤㘸㠶㝣昸㜵㡤挷て挱㌲扦ㅥ收㜸晣捣愸ㅢ㙦慢搷㜸㙦㔸〶搷㙦㑥挸㈷㐹ㄷ㥥晣㐴㈹攳昵㌱挷攳〷㌰摤㜸慦㝡㡤昷㡡㘵㜰晤㝣㐳〴㤹摣挷ㄷ㝥㍣㤳昱づ㌶挷攳愷ㄹ摤㜸捦㝢㡤户挵㌲戸㝥晤㘰愱㍤㕥捡昶挲捦㍡㌲摥㈱收㜸晣㘸愰ㅢ敦㐹慦昱㥥戰っ慥ㅦㄲ㤰てっ㉥㍣昹挱㐱挶ㅢ㙡㡥挷昳㙣摤㜸ㅢ扤挶晢㥢㘵㜰㍤㤳㕦捥扥㕤摢ぢ捦挲㘵扣㑡㜳扣攵ㅥ攳㍤攸㌵摥〶换㤰晥㐸晢㘲晢㌰㤶捦㌳摢〳扤ㅦ㥥㙥㍥㝢ㄳㄵ㝢愱戸㍣㘲戶〸敢㤸㕦捦ㅡ挳づ昵㉣攴ぢ挹〳㐰攵愹攵ㄱ㈹搰㉢挴㘳㌸㘳㜳㐳戱昱㜸愸㉣ㅥ扥㔹ㅤ戶㝥晣扢ちて㥢攵㐳ㄲ敤挷㍦ㅡ愲戱㍡搴㔷㍦㌱㠶攷㐱戶慦慦㡡攳搱戵㜵〵昸挵昸㐴㈲ㄴ㙢晡㈳㔴戹攲㝡㘹ㅥ㙡㡦戱㤸㑦攷搴㔶㉢戲っ㌱晤㜱㤱㡥攷昳敥挴挳㝥㍥㜳㉥㥦摥昹摢㙡㕣愵扣㍡㔷摤て㕥攵㙢戱㑦〷㜴㤳㍡㍥㍣ㄱㄴ扦㘰㡢慤挴慦㘴㝤ㄵち〳挵㔷〴敥㤴〱捤愴摡㡡㕦愷㡤㥦攸ㄹ㕦㙣敦㜶㡡㥦ㄴㅣ㠹敥搶㈶㥡攲㤹㐸昱捣摦ㄱ扦㔶ㅢ㍦捤㍢晥挱搴昸㍢戵昱挷㜸挷昳捣摣㌱晥㙤摡昸攳扤攳㜹愶敤㠸扦㐵ㅢ㝦愲㜷㍣捦㥣ㅤ昱㌷㙡攳㠳摥昱㍣ㄳ㜶挴㕦慦㡤慦昳㡥攷㤹慤㈳晥ㅡ㙤晣㙣敦㜸㥥愹㍡攲慦搶挶捦昱㡥晦㌸㌵晥ち㙤㝣愳㜷㍣捦㈴ㅤ攳㕦慡㡤㥦攷ㅤ捦㌳㐳㐷晣㐵摡昸戸㜷㍣捦昴ㅣ昱ㄷ㘸攳攷㝢挷昳捣捤ㄱ㝦慥㌶㝥㤱㜷㍣捦挴ㅣ昱攷㘸攳㑦昱㡥攷㤹㤵㈳晥㑣㙤晣改摥昱㍣㔳㜲挴㥦慥㡤㍦搳㍢㥥㘷㍥㡥昸㔳戴昱攷㜸挷昳㑣挶ㄱ扦㐸ㅢ㝦慥㜷㍣捦㑣ㅣ昱昳戵昱ㄷ㜸挷昳㑣挳ㄱㅦ搷挶㕦攴ㅤ捦㌳〷㐷晣㍣㙤晣愵摥昱㍣ㄳ㜰挴㌷㙡攳慦昰㡣捦攷㝢㐴搶㙦㔶㍣挳晢㡤昷㌶㕣㠵㜱ㄴ摦㔰㌸愰㜱㌵㌵扥㉢㠸戶㥣ㅡ㡦昱愲慤愰挶㈳戶㘸搷㔰攳昱㔷戴㙢愹昱㘸㉡摡㜵搴㜸㙣ㄴ敤㝡㙡㍣搲㠹㜶〳㌵ㅥ户㐴㕢㐹㡤㐷㈱搱㙥愴挶㘳㡡㘸㌷㔱攳ㄱ㐲戴㥢愹㜱㝦ㄷ敤ㄶ㙡摣㝢㐵扢㤵ㅡ昷㐵搱㔶㔱攳㥥㈵摡㙤搴戸㥦㠸㜶㍢㌵㙥昵愲摤㐱㡤摢戰㘸㜷㔲攳ㄶ㈹摡㙡㙡摣扥㐴㕢㐳㡤㕢㡢㘸㙢愹㤱㝢搱敥愲㐶㈶㐵晢ぢ㌵〱ㄵ㥣愴㝣捡㔶〲慥慢㔷㐰㘶慦晤搶㡤㜶㡥ㄲ戰㕤扤〲㍡㝢敤搳㐲昱ㄵ昰㕤扤㐲㠲慢㔷挸㜰昵ち㈹慥㕥㈱㠷扤㈹㙢㈶㈴戹㝣㠵㉣㔷慦㤰收敡ㄵ昲㕣㜹㠵㐴㤷慦㤰改敡ㄵ㔲㕤扤㐲慥㉢慦㤰散昲ㄵ戲㕤扤㐲扡㉢㠳㤰敦昲㤵㡤挰攵㉢ㅢ㠳慢㔷㌶㡡昴っㅤ晥ㅦ〵㥣搷㜲"]
[null,null,"Decisioneering:7.0.0.0",null,null,"Decisioneering:7.0.0.0"]
[null,null,"CB_Block_7.0.0.0:2",null,null,"CB_Block_7.0.0.0:20"]
[null,null,{"$cut":{"chars":21389,"head":"㜸〱捤扤〷㝣ㄵ挵搷㍥㥥〹攴㤲つ㈵㤷㈲〲㠲㔲㉤愰㤰㕥㔴㤴㕥愴㑡㔵㐱挳㑤㜲〳㠱ㄴ㐸㐲㔷改愰㈰愸㔸㄰㔰扡㠸愸㠰㥤㈶愸㈸㉡㡡㕤ㄱㅢ愰㕦挵㠶㕤㉣愸晣㥦㘷㜶㜶㜷敥摤㕤挸晢晤扤晦捦攷㕤㜲て㍢攷㥣攷捣捣戳戳㜳户㥣摤ㅢ㈳㘲㘲㘲㑥㘲攱晦㕣慡㜲愵昱挰挹攵ㄵ攱攲戶㥤㑢㡢㡡挲㜹ㄵ㠵愵㈵攵㙤㍢㤶㤵㠵㈶昷㉥㉣慦愸〲㠷㐰㑥㈱散攵㜱㌹攵㠵㔳挲昱㌹ㄳ挲㘵攵㜰㡡㡢㠹㠹㡦㌷㘲㘱㙦愸㍥㐱慢㘰㄰㘵㔴愵㠰㔷㡣ㄱ愰愸㐶ㄱ㑦㘱㔰㈴㔰㔴愷愸㐱㔱㤳愲ㄶ㐵㈲㐵㤰愲㌶㐵ㅤ㡡扡ㄴ昵㈸捥愰愸㑦㜱㈶㐵〳ち搶㙦㌴愲㌸ぢ愲㐶㘳㠸㠱㥤㍢昵换ㅤ㡤摥っ慣㈸㉤ぢ㕦搸㜴㠸搹收昶㤹㙤㔳摢㈶㈷㈵㘵戴㑤扡戰㘹攷昱㐵ㄵ攳换挲敤㑢挲攳㉢捡㐲㐵ㄷ㌶敤㍦㍥户愸㌰慦㔷㜸昲愰搲㌱攱㤲昶攱摣愴搴摣㔰㕡㔶㜲㕡㝡㝡㐱㜶㜶㔶㡤㈶〸摣愷㜳愷晥㘵攱㠲昲晦愵㤰㘷㌳㘴扦捥㥤摡昶つ㔷晣㉦㠵㍣〷㈱晢㜶敥搴愵戴㌸㔴㔸昲扦ㄳ㌳㡥摢㌳扤㑢㌸慦㤰ㅢ㍥ㅣ㉥㉢㉣ㄹ搹ㄶ㡤㡥㈰ㄹ愵捣戶ㅤ换换挷ㄷ㡦攵ㄸ敡ㅣ㉥㉡ㅡ㄰㉥㤰ㅢ扣戸㑢㜹㐵晦㔰㔹㜱㜹㡤㘲㤲ㄷ㉥ぢ㤷攴㠵换㙢ㄵ㜷㥤㤴ㄷ㉥㔲㡥攵昱挵㐳㐲㘵㝤㐳挵攱慡㕣㐹㉣㌶户㕦捦晣㜰㐹㐵㘱挵攴㥡挵㠳换挳〳㐲㈵㈳挳㜴㠹㉢敥㍥扥㌰㕦㔴慤㡡扦㤸㉡攷㜹戵㑣㙥㈵戴愷戸昳愸㔰㔹㠵㉣㜱晢㈵㝢昹㙡㐳㐵昶㈲愲㕤ㅣ㑥㑤愳㔰摣㘲〳ぢ㡢㝢㠵换㑡挲㐵慣㠴摢戱㑤㤴㤳㈴挸摣っ㌶㔳㔶㜷戸㤱㐴㜵戵攳戱㉦慣㈵搰㤴愲昳昸昲㡡搲㘲愳ㄹ搶㡤收㔴戴㠰㠸敦㔹㤲て㝤搹㘴愳㈵昵慤㈰㐴搵て戱㈷敢㌱戸㌷挵收㠴㘲㜳㜲㘳㜳昲㘲㜳昲㘳㜳挲戱㌹〵戱㌹㈳㘳㜳㐶挵收ㄴ挶收㡣㡥捤ㄹ〳ㅦ㙢㠹慦㔶㉤㔶㉤晤扦愸㥥搰㈰㙢㘴慦ㄹ㔷晥搹㙦晦㜵㑦つㄲ摣㜹攵㕥摣ㄴ㉢挶昹ㄴㄷ㐰〴㕡㐳㔴改㤲㤶㘵戴愱敡㐲〸㈱摥㐱㍢搸㤶つㄳㅡ晥㥡昸㕡捤㕥敢ぢ㤷㍣戴㝥攱挹ㄸ挱㥤摦〹搲㡥㠸㈴㠸㐰㌲昵晤㌳㌲㡤ㄴ慡㔲㈱㠴㜸㑤〵戹㐲挴㕦昱㝤挹ㄳ㥤㔶づ㝥㙣搹㠸㍢ㅡっㄶ㥣㍣㥣㈰ㄹ㐴㘴㐲〴戲愸敦㤲㤶㘹㘴㔳㜵㌱㠴㄰㉦慡㈰敦捥挸摥㔶㌶㘸㐶㠷愷户摤㜷戴捥㥡㘵㙤〵㈷ㅦ㈷㐸㝢㈲㉥㠳〸㕣㑥㝤户戴㙣愳〳㔵ㅤ㈱㠴搸愵㠲戴㝢昳昱㝦㠶㡥扣慢敢㤶晣㈹㐷扦摡搸敦㐹挱戱散〴改㐲㐴㔷㠸㐰㌷㠸搸㍥㔹㐶㜷㙡㝡㐰〸昱戴㡡戱㜷敡搳㍢㐷ㄵ㜷改㌸慦㑤搷ㄷㅥㄹ㌲㌱㑦㜰敥㜳㘲昴㈲愲㌷㐴愰て昵㕤搲㤳㡣扥㔴昵㠳㄰㘲㡢ち㤲㍡㜴搳昶㘷摢散改户㝡㐹换㤷昷晦晥㐱愹攰摣改〴ㄹ㐰挴㐰㠸挰㈰敡扢㘶㘴ㅢ㠳愹ㅡ〲㈱挴㠳㉡挸㝤搷敦㍣昰晣攴㘱㍤㙦ち昵㥦㤵㜴昳捣㕦㐴㜵㍡搳慦㈹挵搵ㄴ搷㐰〴㠶㐱㔴改㠶㤶っ愷敡㕡〸㈱搶愸㈰㡢㕥改㔸晢㤱㜶㕦昵㥢㜳挱㥥攳㉢敥摢扣㐴㜰敥㜶㠲㡣㈰㈲〴ㄱ挸愵扥㙢㐶㠶㤱㐷㔵㍥㠴㄰换㔵㤰〶晤㍥㍤㔴㙤敡㡥づ㍢㥥㍣戳昷㘷㌵愷㕥㈶㌸昷㍢㐱㐶ㄲ㌱ち㈲㔰㐸㝤户搴㙣㘳㌴㔵㘳㈰㠴戸㔳〵愹摡㙡敢愲摢て晥搶㜵㑥捤㕢㉡㠶㑦扦㈱㈰昸摤攱〴㈹㈱愲ㄴ㈲㌰㤶晡慥ㄸ㙢攳愸㉡㠳㄰㘲愱ち㌲攰昹㥣晤㌹挳ㅥ敢戹扢挶扡扢㐶㔵ㅤ㜱慤攰㜷㡦ㄳ㘴㍣ㄱㄳ㈰〲ㄳ愹敦㥡㤶㙣㑣愲㙡㌲㠴㄰㜳㔵㤰㍡㈹㔹㔳㍥搸戳愱攷攲敥㔳收㝣戳攵昳ㅦ〴扦扢㥣㈰搷ㄳ㜱〳㐴攰㐶敡扢愴㘷ㄸ搳愸㥡づ㈱挴㌴ㄵ攴㡦捦㜶㝦昲㜵㕣愸昷〳㜵㐶㌷敦摦愳攲㈳挱敦㍥㈷挸㉣㈲㘶㐳〴收㐰挴昶挹㌴收㔲㌳て㐲㠸㐹㉡挶㠱晤㌹改㙦扣搲戶搳搲挱搷慣愸㝡昶昲㥦〵扦㍡㥤ㄸ昳㠹㔸〰ㄱ戸㠵晡慥㤹挹挶㐲慡ㄶ㐱〸㌱㑥〵㘹戹戰攷愴㜰搷㑢㝢摣㜲㘰搱摣㑢㉥㕣㜳㠳攰㔷慦ㄳ攴㜶㈲ㄶ㐳〴敥愰扥㙢㐶㤶㜱㈷㔵㜷㐱〸㌱㕡〵昹㑦捦㙡ㅤ㔷慤㥡搹㘳昵㑢㔹㝤〲㑦慥扥㑢昰慢摢〹㜲てㄱ㑢㈱〲换愸敦㡡㝤㜸㌹㔵昷㐲〸㤱愷㠲ㅣ㙡昶㝡换㘳㙤㕦攸㌹敢戲扤ㄳ㜲㑥㡣㐸ㄳ晣敡㜷㠲慣㈴㘲ㄵ㐴㘰㌵昵㕤搲㤳㡤㌵㔴慤㠵㄰㘲戸ち昲㔶收搵敢㥡摤昹㙡㡦㜵㙦摦摦㝡摥㤶㡢㍦ㄲ㍣㜴㜰㠲慣㈷攲〱㠸挰〶敡扢㈲挸㠳㔴㙤㠴㄰㘲戰ち昲挵㡡㌶戵户愵㜴改㍤慦㈴㙥㜸扤㑦敥㙦㈱㜸攸攱〴㜹㠴㠸㑤㄰㠱捤搴㜷㑢㑢㌱戶㔰昵㈸㠴㄰㝤㔵㤰㉤㌵晦晥㜹挱㕢ㅤ晡㑥㥦搴㘲挱㌷挵㐳敥ㄷ㍣㜴㜱㠲㍣㐱挴㤳㄰㠱愷㈰㙡㤴㠷㡡挷ㄶ㠵昳㥢づ㥡㍣㌶㙣㍣㑤摢㔶〸㈱扡慢㘸㝢扢㥣㍤㜲挹慦㥦㜷搸㔰晢㔵昱晥晡摣扦㐴㐳㤸㥤㘸㍢㠸搸〹ㄱ㜸㠶晡㙥㘰㜸ㄷ㔵扢㈱㠴攸愰㠲捣扣㘳搴㡤㕤慡ㅣ攸扢攳㥡挹㌷㜷扦昵晥愰攰㌱㤴ㄳ攴㜹㈲昶㐰〴㕥愰晥㑡散㐳㉦㔲戵ㄷ㐲㠸㙣ㄵ㈴㈷攷挸挴㍡昵〷㜶摥戹晦搹晤㝤て摦晣㡡攰㌱㤸ㄳ攴ㄵ㈲昶㐱〴㕥愵扥㑢㘶㤲昱ㅡ㔵晢㈱㠴㐸㔱㐱㈶戴扢㈵戰㉢戱㜱昷ㄵ㐹扤ぢ㥥㥣戳昱㤳ㅡ㙦挰㝣愵晡㝡散㔲ㄶ㥡㠸〳づ攷㔰㈶愵㙤ㄲ晦㥤晥〸づ〷㜰〵改〵㤹〵挹挹昹改㐹愱搴㔰ㅣ扦㔴㉢㝢戴挰摤戸㐶挱搰挲㤲晣搲㠹昲昰愱㜱愷㔰㜹搸㌹㥡㘸愳㙣㥤㑡挷㤷攴㤷㥦攵㙤ㅣ㔸ㄱ慡〸㌷㡡戶㌹㐱㕣戰㠱㌸戸ち㤷换晡捥㡥㠶つ〹ㄵ㡤て㜷㥣㔴㘸㥡㥢㐴㤹㜱㘸㔵㥡敢㙦敤㔶ㄶㅥ㘷㕢㕤㉤敡㠸攳晥〹㌲戶慢㤷愶挹㙣㔷搳捥愳㑡换挳㈵戲㜹㙤㡡晢ㄷ收㡤〹㤷つっ昳慣㈱㥣㉦扢㝡〶㑤敡昸慥㑤扦ㄲ㜴ㄴ㐷㙣昹捤㜵㙤㐱搷㐹ㄵ攱㤲晣㜰㍥摡㍢㌶㕣㔶㌱㜹㔰㈸户㈸㕣㍦挲挵慣ㄳ㠶㠶ㄱ敡㙥愵㜹攳换㍢㤷㤶㔴㤴㤵ㄶ㐵㕡㍡收㑦〸攱㤸㌲扦㑦㘹㝥ㄸ㠷㠴㔵戹挴㠸㤸㉡㔵㠴㠸㘹敤㜵㕣挶戸攵㙤攵㠶搰㌶㜱ㄳ㙣昳〶㤱挳慥敤〰昴づ扤㈸ち㜳㑣挶戶㍣㑤㌰ㄹ㤷㘱㉥昰㜷搴晡挴㔳㉣㝡㥦敦敦㉤摢㘸㙦戹晦㝦㥤㘳㘳敢慡摥㜷㥤㠰攳敥ㅥ愱㤲晣愲㜰搹㈹㑦㄰〵㕢㘴扣〹ㄱ搷づ㝢戳㉦㝢㔵攱㈱㈶㠹挹㜱ㄳぢ昳㉢㐶〵㐶㠵ぢ㐷㡥慡㠰づ㈷㤱昱昱愴搶戵ㄸ㙦㐳㘵扣㐳昱㉥㐴㐲㐲㑣攰㍤㍡〵ㄲ㡣昷捤㜲ㅣ㡦㡦晦攷㐷昴戱㐰ㄹ昲っ〲攷㝡攵㜱挵摤㑡换捡慢㔴昱敡㘵㡦㔰昹愸ちづ捦㔳ㅢㄹ敦〰挵〷㄰㜱㉤㈱㑥㝢挲㤰〸愷慡㍣㉦慡㔹摣㈵㕣㄰挲愹愸摣扢㐵㈸慥搸㍣挱改ㄲ㉥捦㌳㜸㈶㠴㈳晦昰愴〰搶戰昳搷㈸收攸て㑦慡攸ㄲ慡〸㔵㉢挶㌹ㄵ戶㤲〱愷㌶ㄲ㘵慥ㄱ㔹㔳敡㉣㜴㠲㉡㈱㐲㔰慥㙡㔱慡㑢㠵ㄹ〹㍢づ昶㤷㤸㉡㑡㥥扡ㄳ㘸㍢捦㝡〲搱〳㍤昲摣〸愷㙣昹摤挳㈵晣ㅥ㉢愷㝢㝣攰㤴㔴㐶敦㕥っ搶㉦㉦㜷㜰㐵㘱㔱㜹㕢戴戴㝢㔹改昸戱晦㥢㜱ㄸ换㌸〸㘱㉤㜱攷㘲ㄴ㔷扥㑦愰㉢愶摡〴㙥㥢㥣㥣㤸㜸㐶愳㈶昰ㄱ㠴㜳捥挶㘱㡢愸㈷昱㥦㕣㡣㑦昰㕦㠲㐱㈷挳摢ㄶ搷ち戶晦挹〹㘵ㅣ晣㙢ㄴ㠳慡㐱㘵㘱㜹㡡ㅣ㉦ぢ愰扤㘶昱搰搲戲㌱戹愵愵㘳㌸戰㙡挹㔲昹愸㜰戸㠲愷㥤搵搵㘹戶㍣㥤ㄶ愲㑡㤵㠸昳㐹敤晣昴ㅣ挴てㅣ㠱愸搹戱愸愸愹ㄵ戱㍣昰ㄹ㔴㔵㜰〲ㅣ昸ㅣ㉢㙤㝡㜷敥㥣搳㈷㥣㕦㌸扥戸㑦㈹㉥扣㌴㑤捡扣㈸㈹晤愲㤴愴攴㤴愶㘳攵挵㤵㄰㉦つ戴㥤㔴㔴㕥㉣ㅡ㠳㄰㥥㌵㍥㕤㝣㌰㕣晦户㠳㍤ㄶ㉥扥㜱搰ㄷ㥤㝥扢㑥㥣愵っ慥㜳搲昳㔱㐵㌳㝣㡣㉦㈱㐴㐳戸㜱挶挱㝡攴㘲㝣㠵戲昱㌵挵㌷㄰㤸㌷㈴挹㤸㌶扥㌳㡢攲〲晣捦愹挳㌸㐶昱㍤㠴㘸〳挱ㅤ搷昸〱挲㕡㐴㄰昱㌹ㅥ攴㌶晤〹㙡㜹敡敢摡㘴扦挰㤲㘰搰敥摥㥣搲㈶㉥㠴㡤㥢搴㈰㠵〶㐹㌳㐸㤸〸㈰戸㈷〹㜱捡攰㍡愷㙥〷㤸㈴攱㙦攲慢挰捤㥢㠴㝦㔹〷挹㌱㌸㈲㌵ㄲ㘲捤愲㐸㠲㑤㤲㔰〵ち㠳㔷〲㐵ち㔴㤲㠴㌸㤴慣㐵晣昵慦㐶㐲㌵㔸攴愹扢㡢〴〳㤶〴㠳㜶㌷〹搲㈶㔲ㄱ搲㡢㠴ㅦ㔱㠱㈷〹㍦㈸㠳敢㥡㐰〶㈲㌵挳挷愸㠳敡挴㌱戸㜹㤳㔰㡦慤㌹㠳愲㍥㠴㐶㐲〳戳㈸㌲ㄱ㐴㤲搰㤰㑥㡤㈰㐴㌶㔴㤲㠴戳㔰戲ㄶ昱ㅦ㥤㠴㈶戰挸㑢て㉥ㄲ捥㠱㈵挱愰摤㑤㠲戴〹㕥愸昰㈲攱㐳㍦ㄲづ㉡㠳敢㥡㐶㝢㐴㙡㠶㡦㜱㍥慡ㄳ〷㝣㐹㘸捤搶戴愱戸㄰㐲㈳愱慤㔹ㄴ㤷㈱㠸㈴愱ㅤ㥤㤲㈰㐴〷愸㈴〹挹㈸㔹㡢㜸㕤㈷㈱ㄵㄶ㜹改挴㐵㐲㍡㉣〹〶敤㙥ㄲ愴㑤㜴㐴㐸㉦ㄲ㕥昰㈳㘱㡦㌲戸慥挹㜴㐱愴㘶昸ㄸ㤷愱㍡昱㥣㉦〹ㅤ搸㥡㡥ㄴ㥤㈰㌴ㄲ扡㤸㐵搱ㄵ㐱㈴〹㕤改搴つ㐲昰㝡㡥㈴愱㍢㑡搶㈲戶敡㈴昴㠴〵㈷㌵㔹敥㡥昶㠲㈵挱愰摤挷㈶㝡㈰愴ㄷ〹㥢晣㐸㜸㐴ㄹ㕣ㄷ㤵㝡㈱㔲㌳㝣㡣㐱愸㑥㍣攴㑢挲㄰戶㘶㈸挵㔵㄰ㅡ〹搷㤸㐵搱ㅢ㐱㈴〹挳攸㌴ㅣ㐲昴㠵㑡㤲㜰㉤㑡搶㈲搶攸㈴攴挰㈲慦㕤戹㐶㐲〸㤶〴㠳㜶㌷〹搲㈶晡㈱愴ㄷ〹昷昸㤱戰㐴ㄹ㕣ㄷ挵〶㈰㔲㌳㝣㡣搱愸㑥摣攵㑢㐲ㄱ㕢㔳㑣㔱〲愱㤱㌰搶㉣㡡㠱〸㈲㐹ㄸ㐷愷㌲〸㌱ㄸ㉡㐹㐲㌹㑡搶㈲㙥搱㐹ㄸて㡢扣昶收㈲㘱㈲㉣〹〶敤㙥ㄲ愴㑤っ㐱㐸㉦ㄲ㘶晡㤱㌰㐳ㄹ㕣ㄷ昵慥㐶愴㘶昸ㄸ搳㔱㥤㤸收㑢挲㑣戶㘶ㄶ挵㙣〸㡤㠴戹㘶㔱昰㔲愰㈴㘱ㅥ㥤㙥㠲㄰挳愱㤲㈴摣㡣㤲戵㠸〹㍡〹ぢ㘰㤱搷づ㕤㈴㉣㠴㈵挱愰摤㑤㠲戴㠹㙢ㄱ搲㡢㠴㈲㍦ㄲ挶㈸㠳敢愲攴〸㐴㙡㠶㡦㜱㌷慡ㄳ㠵扥㈴摣挳搶㉣愵㔸〶愱㤱㜰慦㔹ㄴ㈱〴㤱㈴摣㐷愷ㄵ㄰㈲て㉡㐹挲㑡㤴慣㐵㡣搰㐹㔸つ㡢扣昶改㈲㘱㉤㉣〹〶敤㙥ㄲ愴㑤攴㈳愴ㄷ〹㐳晣㐸ㄸ慣っ慥㡢慡扣㡣摡っㅦ攳㘱㔴㈷〶晡㤲戰㠹慤搹㑣戱〵㐲㈳攱㌱戳㈸㐶㈱㠸㈴攱㜱㍡㍤〱㈱㐶㐳㈵㐹㜸ㄲ㈵㙢ㄱ㔷攸㈴㍣つ㡢扣㜶敢㈲㘱ㅢ㉣〹〶敤㙥ㄲ愴㑤㡣㐱㐸㉦ㄲ㍡昸㤱㜰戹㌲戸㉥ち㤷㈰㔲㌳㝣㡣攷㔱㥤㘸敦㑢挲ぢ㙣捤㡢ㄴ㝢㈱㌴ㄲ㕥㌶㡢愲ㄴ㐱㈴〹慦搰㘹ㅦ㠴ㄸ〷㤵㈴攱㔵㤴慣㐵愴改㈴散㠷㐵㕥㝢㜶㤱昰〶㉣〹〶敤㙥ㄲ愴㑤㤴㈱愴ㄷ〹慤晤㐸戸㐰ㄹ㕣ㄷ戵挷㈳㔲㌳㝣㡣て㔰㥤㌸捦㤷㠴て搹㥡㡦㈸㍥㠶搰㐸昸搴㉣㡡〹〸㈲㐹㌸㐴愷挳㄰㘲ㄲ㔴㤲㠴㈳㈸㔹㡢㌸㕢㈷攱㜳㔸攴戵㜳ㄷ〹㕦挰㤲㘰搰敥㈶㐱摡挴㘴㠴昴㈲愱㥥ㅦ〹㜵㤵挱㜵㔱晥㝡㐴㙡㠶㡦昱㍤慡ㄳ戵㝤㐹昸㤱慤昹㠹攲㘷〸㡤㠴㕦捤愲戸〱㐱㈴〹扦搱改㌸㠴㤸〶㤵㈴攱㜷㤴慣㐵挴敢㈴晣〹㡢扣昶敦㈲攱〴㉣〹〶敤㙥ㄲ愴㑤㑣㐷㐸㉦ㄲ晥晤挷攷戰昹ㅦ㘵㜰摤㔴㤸㠵㐸捤昰㌱慡挶愲搹㈷攰收㝤搸ㅣ㠰搹愸㐶ㄱて愱㤱㤰㘰ㄶ挵㙣〴㘹捥㐰搵改㔴〳㐲昰㠶㠴㈴愱㈶㑡搶㈲㝥㐶ㅤ昶〹㔴㈲㉣㌸㔸捡㜴㜷戴㌶㉣〹〶敤㍥㌶挱㕢ㅤ㕥㈴㝣攵㐷挲㔱㘵㜰摤ㄵ㤹㡦㐸㤲㠴㐶愸㑥㝣攱㑢㐲㘳戶愶〹挵搹㄰ㅡ〹㑤捤愲㔸㠰㐰捤昱㌱㥡搱愹㌹㠴攰つㄵ㐹㐲ぢ㤴慣㐵㝣慣㤳搰ちㄶ㜹昳挵㌵ㄲ捥㠳㈵挱愰摤㑤㠲戴㠹㐵〸改㐵挲摢㝥㈴扣愵っ慥扢㍡户㈳㤲㈴㈱〹搵㠹㌷㝣㐹㐸㘱㙢㔲㈹搲㈰㌴ㄲ㌲捣愲㔸㡣㐰捤昱㌱㌲改㤴〵㈱敥㐴㔱㤲㤰㡤㤲戵㠸扤㍡〹㤷挰㈲㙦ㅥ戹㐸㘸て㑢㠲㐱扢㥢〴㘹ㄳ㜷㈱愴ㄷ〹㍢晤㐸搸愱っ慥扢㔲昷㈰㤲㈴愱ㅢ慡ㄳ摢㝣㐹攸挱搶昴愴戸〲㐲㈳愱户㔹ㄴ㑢ㄱ愸㌹㍥㐶ㅦ㍡昵㠵㄰换㔱㤴㈴昴㐳挹㕡挴ㄶ㥤㠴㉢㘱㤱㌷扦㕣㈴っ㠴㈵挱愰摤㑤㠲戴㠹㝢ㄱ搲㡢㠴昵㝥㈴摣慦っ慥扢㙡㉢ㄱ㐹㤲㌰ㅣ搵㠹戵扥㈴㕣挷搶攴㔰㡣㠰搰㐸挸㌵㡢㘲ㄵ〲㌵挷挷挸愳㔳㍥㠴㔸㠳愲㈴㈱㡣㤲戵㠸㘵㍡〹㈳㘱㤱㌷敦㕣㈴ㄴ挲㤲㘰搰敥㈶㐱摡挴㕡㠴昴㈲攱㌶㍦ㄲ㙥㔵〶搷㕤㐱摥〷㤴㈴㤴愱㍡戱搰㤷㠴ち戶㘶㍣挵〴〸㡤㠴㐹㘶㔱昰㕥㘲㜳㝣㡣挹㜴㥡〲㈱㜸㐳㔱㤲㌰ㄵ㈵㙢ㄱ戳㜵ㄲ㙥㠰㐵摥㝣㜴㤱㌰つ㤶〴㠳㜶㌷〹搲㈶㌶㈲愴ㄷ〹㔳晣㐸㤸慣っ慥扢㥡扣㡦㈹㐹戸〹搵㠹㠹扥㈴捣㘷㙢ㄶ㔰摣〲愱㤱戰挸㉣㡡㑤〸搴ㅣㅦ攳㔶㍡摤〶㈱㜸㐳㔴㤲㜰㍢㑡搶㈲㑡㜴ㄲ敥㠰㐵摥㍣㜵㤱㜰ㄷ㉣〹〶敤㙥ㄲ愴㑤㍣㡡㤰㕥㈴攴晢㤱㤰愷っ慥扢戲扣て㉢㐹㔸㠱敡㐴挸㤷㠴㔵㙣捤㙡㡡㌵㄰ㅡ〹敢捣愲㜸"}},null,null,"㜸〱捤㝤〹㜸ㄴ㔵昶㝤㕥㐸㥡㔴ㄳ㐸ㄴ㔴ㄶ㤷㐶㈲愰㙣㘱ㄵㄵ㐴㐸搸㐱㤶戰戸挷㈶改㤰㤶㑥ㅡ扢㍢㐰ㄴㄵ㐱〷ㄷ㔴摣ㄱ㤰挵㘵㔴挴㜱㘳ㄴ㜵搴愰戸㡣攲戸㡦㡥晢挲㡣扢㌲㉥攳㉥晦㜳㙥㔵戵搵㕤慦㍡晤昳㙦扥捦㠲扥㜹昷摤攵搵㍢愷慡晡㔵搵慢敡ㅣ㤵㤳㤳戳ㅢぢ晦㜲挹㘳㘱摦㡡挶㜸㈲㔴搷户㉣ㅡ㠹㠴慡ㄲ攱㘸㝤扣敦挸㔸㉣搸㌸㈹ㅣ㑦戴㠲㠳慦㌲っ㝢㍣扦㌲ㅥ㍥㉤㔴㔰戹㈰ㄴ㡢挳㈹㍦㈷愷愰挰挸㠵扤㤳昵㈹戶ㄵ㠳㔱㐶ㅥ〵扣㜲っㅦ㐵㙢㡡〲ち㠳挲㑦搱㠶愲㤰愲㉤㐵㍢㡡㈲㡡㘲㡡㍤㈸昶愴㘸㑦搱㠱㘲㉦㡡扤㈹昶愱攸㐸挱昶㡤捥ㄴ㕤㈰ち昷㠵愸㈸ㅢ㌵㘵捥㈹攸㑤㐵㈲ㅡぢ昵づ捣㌲搷㜹昸愱㝤〷昶敤㕦㕡㍡愴㙦㘹敦㐰㔹㐳㈴搱㄰ぢつ慦て㌵㈴㘲挱㐸敦挰搴㠶㌹㤱㜰搵挴㔰攳㡣攸扣㔰晤昰搰㥣搲㠱㜳㠲㠳㠶昶ㅦ㌴㜸㜰捤㘱㠷つ㉤摣て㠹㈷㤷㡤㥡ㅡぢ搵挴㝦愷㤴晢㌳攵㤴戲㔱㝤㡦づ㈵㝥愷㤴〷㈰攵搱㘵愳捡愳㜵挱㜰晤敦㤳㌳㥦㝣づ㉣て㔵㠵㐹㝣㈸ㄴぢ搷捦敤㡢㤵㑥〱ㄹ摡愱㝤挷〰敤慡㘰㍣㔱ㄶ㡡㐴愶㠷㙡挸㜹㘱ㅤ〱ぢ挵㐲昵㔵愱㜸扢扡搱㡢慡㐲ㄱ换ㅣ㉦愸㥢ㄵ㡣ㅤㅤ慣ぢ攵戱㔰㔴㘷㜲㌶扥㍡㔴㥦〸㈷ㅡ摢搶捤㡣㠷愶〷敢攷㠶攸㤲㕦㌷戶㈱㕣㥤㤷愷昲昲㜲㕡昵搰慤㡣㄰搳㜷㑣慣慡慣㌶ㄸ㑢㠸㐶捡晡敢㝣ㅤ㕢㠷慣㜸捡㙡㜱ぢち愴㐵㤱愴㡡㜰摤挴㔰慣㍥ㄴ㘱㈳愴慥㔷㥡㤳㘰㘲㈲㥦〴挷敥つ㜹㔱㙤慣㝤㡤㕤㘱㉢㐶㠰愲㉢㠴敦㐰㠸㉥攳敢攳㠹㈰㜶挳敡挰搴㔸戸㉡ㄴ攸ㄳ㤸㍥㜳㘸愰慣㘲㔲愰扦搱㡤慥㈵㄰㉡敦㜵散挳捥㔴摣㡦㜲㉢㠳戹㤵㜳㜲㉢慢㜲㉢慢㜳㉢㐳戹㤵㌵戹㤵㜳㜳㉢㙢㜳㉢挳戹㤵愷攴㔶捥㠳㡦扤ㄴ戴㙥㥤㙢㉤㑦搴晦㜸搳㤴て㉦㥥戸㘱攲扦㠶慤㠸慤ㅣ愹戸摢捡晥摢ㅤ〵愳〷㠴慦㈷㠴㜶搵㠶㔸慢㜶㌰㕤て㠱㔰敡㘵慣ㅡ㔷敦攲㑢㘶㑥㥦昶㔰改搱㜷散晤敥㈵㡦㥣晣攳ㅥ㡡㐷〲挹摢㥢捥㝤㈰㝣㝤㈱㍡㑦て〵㜱搰㔹㄰ち㑣㡤㉥っ挵愴挷晤慤戴晤攸㔹ち愱搴戳㔶摡攵慦㡥搹晥搲㡣㈹㔳㔶㥦㜹换摥昳㑥㔲㐱挵㘳㡢愴ㅤ㐰攷㠱㄰扥㐱㄰ㄹ㔶㜷愰㌱㤸慥㐳㈰㤴晡扢㤵㜷挸ㄳ㤷㍥昲挵㈳㠳㐶㉥㍤㝣捦挴㤵㑦㕣㌴㑤㜱搳㤵扣㐳改㝣ㄸ㠴敦㜰〸㙤摥㐱搶晡ㅥ㐱搷㘱㄰㑡㍤㙡攵扤晥戰㥤㌷つ㘸搳㌸改捥㔹㥦㙣ㄸ戱敥慣㌶㡡㐷㐰挹㝢㈴㥤㐷㐰昸㡥㠲搰收㍤㔴昲づ㌴㐶搲㜵ㄴ㠴㔲て㕡㜹扢㥣晦㡦㠶昷㍦敢㌵㘵㐵摤㤱㝦慢晦摦㕦敥㔱㍣愸㑡摥㜲㍡㡦㠶昰㡤㠱搰收㌵㘹ㅢ㘴㡣愵敢㌸〸愵敥戵昲㥥㌶㘴㙥捦攲户㙥㥥戴㜵攱㍦㔷晣扣㌰㔶愹㜸㥣㤶扣ㄳ攸㍣ㄱ挲㌷〹㐲㥢㜷㠰慣㙦愹㌱㤹慥㐷㐳㈸㜵愷㤵㜷昷戳て㜷ㄹ㍥攴收昱て摤摥慤㌱㍣㜸㐴㍦挵㑤㔶昲㑥愵昳㌴〸摦㜴㠸愲㤹愳换慣慤㝥〶戶晡㔲愳㠲收ㄹ㄰㑡摤㙡攵㝡㝤㙢敢慥搳扦摤㔸戶昱㡡敢挷摦昰昰㌳㥢ㄴ扦㐱㈴搷㉣㍡捦㠶昰ㅤ〳愱㕤㐷㜳㙦㉡㌵㡥愵敢㜱㄰㑡摤㘸攵扤昴搵て慥摤㤵㝢攲愸㑤㌵户㥥㜹攱攳㍦昷㔱晣㔲㤲扣㈷搰昹㐴〸摦㐹㄰挹㜵㍣㌴挰㜵ㅣ㘴㔴搲㝣㌲㠴㔲敢慤㕣㥢ㄷ慦ㄹ戵㑦昷㕥㤳ㅦ戸戸㝢挵㍢〷㉦戸㔲昱扢㑤㜲捤愱㜳ㄵ㠴慦ㅡ㐲扢㡥㠳〵挷〱㐶㠸慥㌵㄰㑡㕤㘳攵扤敡敡〳㍥㜹㜲㕤搳攸ㅢ㕦㝥晥㡤戱㥢㕦㙢㔰晣扡㤴扣戵㜴づ㐳昸㑥㠱搰收㌵晢㍥挸攰愱挰㠸㐰㈸㜵戹㤵昷戵㡢㔶搷㜵扦敢㡤戱㉢昶晦㘱挵㥡て㝥㍣㐷昱ㅢ㔸昲搶搳㌹ち攱㥢て愱捤㙢敥慦㠳㡤㔳改ㅡ㠳㔰敡㈲㉢敦㜹晤㐶晣改敡昸㝦挶摤戴昰㤲㙢敦晢慣㙡愳攲㤷扡攴㑤搰戹〱挲户〰㈲㠹改㔰挱㜴㠰戱㤰收㐵㄰㑡㉤户㜲㍤㕥晣晤搵㥦㕣㝢㑦昹ㅤ摦ㅥ愷ㄶ㕦㜶敢㈶挵戱㠱攴㍡㡤捥愷㐳昸ㄶ㐳㘸搷搱挴戴扦㜱〶㕤捦㠴㔰敡㙣㉢敦昰ㅤ敦㕤晡捤ㅥて㑤搸㕣搵扤挳攲㍥て晦慣㌸摣㤰扣㑢攸㝣㌶㠴㙦㈹㠴㌶慦戹㡦づ㌰㤶搱昵ㅣ〸愵㑥户昲㜶㍣敤捤敢㜷慦㝥㘰晣摦㉥㔸㍣㜵搵搸晢㤵攲〸㐶昲晥㠹捥换㈱㝣攷㐱㘸昳㥡挷㤴㠱挶昹㜴扤〰㐲愹〶㉢敦愵㌷晥戲昸㠴户㘶㡣㕢户改㡡㤳摡㉥㕦㝡扦攲愰㐸昲慥愰昳㐵㄰扥㡢㈱戴㜹㑤ㅣ〶ㅡ㤷搰㜵㈵㠴㔲㔱㉢㙦敢慡㙥㐷づ摢慦搳㤸つ攷㤶㝥昶㜲戴㑦㉢挵㜱㤶攴扤㡣捥㤷㐳昸慥㠰搰收㌵㡦㈹〳㡣㉢改㝡ㄵ㠴㔲㘱㉢敦戲搶㍦㠴敥㝤昳挹㔱搷㍥搸攵搴㤷㍦摦戸㔰㜱攸㈶㜹㔷搱昹ㅡ〸摦㙡㠸っ㜹㑢㡤㌵㜴㕤ぢ愱㔴㤵㤵户慣昱晢㈵㕢换づ㤸戰㙣挲捡攵㑢㑦晦晣㍦慡㈳捣㤲㜷ㅤ㥤搷㐳昸㌶㐰㘸昳摡摦㌱ㅢ改㝡ㅤ㠴㔲㈷㕡㜹㡢㐷慣㍤㘸捦搱ㅦ㡣摤攴㙦昵搰慣ぢ㥥晡户攲〰㔳昲摥㐰攷ㅢ㈱㝣㝦㠶搰收㌵㡦㠱〳㡤㥢攸㝡㌳㠴㔲戳慤扣㐳㌶㔴㉦改ㄷ㠸㤴摤晤㐹㥦〹晦晢扡㉣愸㍡挳㉣㜹㌷搱昹㔶〸摦㘶〸㙤㕥㜳㍢ㅢ㘴摣㐶搷扦㐰㈸㌵捤捡㝢搴㤲ㅦ㝥晥昶昹㔳挷㉣慦ㄹ戰㝢㡦挱攵㘳ㄵ㠷挱㤲昷づ㍡摦〹攱扢ぢ㈲戹㡦㤹挷慤㠱挶摤㌴㙦㠱㔰㙡愲㤵敢晤〳捦㕥㔷㌲攱㠳戲㜵㈷敦摣昲挱攷㐷㝤㕥㜸て捣搳慣㔱㑢㜹㉣戸㄰㐳扦㕦〷㤵〳晡㤶昲㕦昳㘳㘹っ愵㙢〶搷ㅣ㕡搳扦㝦昵攰搲攰挰㘰㝥〰㘹戳ㅤ挴㜱户㈹慣㤹ㅤ慥慦㡥㉥㤴㔱㕤㘱捤㤸㜰㈴ㄱ㡡㠹㔲㔴㠳㍦收挸㔴昴戶㌵愳ㄷ㘱㍣㕦㘵づ〰㍢搴㤴㠵㘲〹㡣㠴ㄳ㡤扦㡥ち昷ㅤㄵ㡣㠷㝥㔵㝢㔹戹㐷㐵ㅢ敡慢攳㕤昴挶㡡㐴㌰ㄱ敡㥣㙥晢㌵㠹㉢慣〲挳攴㔰㕣㔶㘹晦昴戰㔹挱㐸㐳㘸攴愲戰㘹摥㉦捤㡣〱㜳㜴㡥户㜵㑣㉣㜴㙡搲敡㕡愳㤱㌲㤸愲摤搵㑢搳㘴慥㔷愰慣㌶ㅡて搵换敡昵慡㥢ㅡ慥㥡ㄷ㡡㔵㠴㜸晥ㄷ慡㤶慥敥㐵㤳㌵㙡敦㌵愵ㅥㅤ挵㌸扣晡㐰㘷㉤㠱づ搵㔷㠷慡戱扥昳㠱㜲攳㡣攰㥣㐸㘸敦ㄴㄷ戳㑤ㄸ㍡愵㔴㡦㠹㔶㌵挴换愲昵㠹㔸㌴㤲㙡ㄹ㔹扤㈰㠸㌳㠵敡挹搱敡㔰㥥㉣㌹愶㔴㌹慤㕡㈹㤵搳㔳㌷攴㘶敥㌸〷攵㡥㡤㠴㐳晦捣捥㡥㡤㠸捥摡挱㝣㌲㌳ち㡥㡤㡣晥〷㘷㕣ㄳ攷㐶㐸敦搲㡣摥㥡㡤㤴㐱ㅤ㔳㜷扣扥搳挱て㜸㠸㠴戸㔷收㤶㜸愷晣㜵扢㙣㘶㑤ㅤ慣昰㜴㥦摥ㄹ㐰㤳戴挹㙤慦㘵㥤㜳㜳摢㕢扤ㅦ扤〰攷㠳攳㠲昵搵㤱㔰㉣攳挵ち挵㌵㌲敥愵搸㑡㜱ㅦ挵晤ㄴて㐰攴㤷攳ㄸ攷㠹㘸ㅥ㍣搴㈲搵㤸扦㌰㕣㥤愸昵搵㠶挲㜳㙢ㄳ愸挳㐵㡥㠲〲挲敤㕡㡣〷㔱㘵㍣㐴昱㌰㠴摦㥦攳㙢挲摦ㅣ㥦ㅦ㑢㑥㍥㑦敡晥敦愷㥥戹㠸㌲攴㑣ㄷ搷㈱攲昹㜵㌸愱㡥户㙡愵敢昵戸㘰扣㌶挱ㅤ㉥戳㤱昹戶㔱㍣〲㔱昸㈸挴攴㜱愱〸㜶搷摦改ㄲ㐶㝥㌷愴㙣昶㘴㤹㈳戵扤敢㉡ㅡ敢慢㙡㘳搱㝡㕣㐶㉡て㈶㠲㈳慢㜰㐵㈰慥㠲扥扡㐹搱戲㠶㠴慦㙥㕣ㄸ㝦ち敢愶㠷收㠷㠲㠹㌲ㅣ㡤ㄳ㙤敢㈶攱㙡㠲ㅣ㉥挷㔷㉦捡慦㌳㉦〴㤴㠷攲㔵〶慦ㄸ㡣挷搱㘷㤱て㈵ㅣ㑥ぢ敢㜸㍣〹㉤㑡㌰㜵敢扡愹㐱㕣㜱㐸ㄸ㜰敡㈵㔱㘶㠹㤱㙤愵捥㡥昶㕢ㅡ㌲ㄴ㑢搱㤱愵㡤㔴㤸㤹㜲戸㠱攰㡢ㄲ摦慣㜹㤶㑣摦㔱㘶㈶挲㤱㜸㕦ぢ摤扥攵㔱㕣㑥ち挹㠵㌴愲敥昳㘱㍢昲㘵攴㉡㝤㝦收㈵㠷㈹㔵㜳捣戴㔸㤵戱戱㘸挳晣晤㤱敢昷捡挳㕣㌹挶㜶㠸昵晦摤㜴挴㐱搷摥扥摢晡㝢ㄶ昶ㄴ㔹㝣㡦挱愸ㅤ㡦搸㔷㈵㥡攰㐰㔷晣㤱挵㜸〲㝦晣〶攳㡣㈶〸户㉤扦〴搵摡㠳慤挷㤵㤳㝣昸ㄷ搶〱㠹ㄹ戱㤰㕣ち㉡㄰愵㜱㝥愸㙤摤散㘸㙣摥㥣㘸㜴ㅥ㌷㡣㜶愲挵㙢㐳愱〴慦慦戴戱㉥㈷戱慣㤴㙡搵㉡攵㡡㠹攳㐲捣〱挸敦㝢ㅡ愲敤挸㐸㈴㘰㘷㡣晢㜶愰慡ㄵ扥㔴㝣捦愰搰㙢㔲㔹㔹攵攴㔰㜵戸愱㙥㜲ㄴㄷㄵ〳愵㠷昶㈹ㅤ摣㘷㐰㘹晦〱㠱昹㜲攱㌰挸㑢愷㝤ㄷ㐵攲㜵㙡〰㝡捤㡢㈰㌵㈳㡦昸昴㡢ㄵ㍢愷㥣晤搵㠵㙦㉤㠹挶㜷愹晥㤶挱㜵搵愵㍢㥡〸攰㘳㍣㐷昱㍣挵ぢㄴ㉦㔲扣〴愱㝡㈱㤴㐷㌰㤴㔳ㄷ攳㥦搰㡤㔷㈸㕥㠵挰戱㐷㠰㌷て㐳慡〷慡㜸㈸㌲㕥愳㜸ㅤ㐲昱㙡つ昷摡ㅣ攳つ〸㑦敡摦㠴㔱㑢扤㝤搵愷〹づ㔸愱攴ㅡㄹ㙦愳挲㙦㌰捥㑤扤搸搴㈱戰㤱㝥㠳㜰ㅢ〴搸㈰戸慡㌳搲㘸〱敢㘴ㄹ㕣㤷㤳㝡㈳㉣挰昸て㈹㍥愲昸㤸攲ㄳ㡡㑦㈱㔴㝢㠴敡〱晢㥣㍥㕦㔰散㠲㐸〳慣て慡〴戰㉦改昰ㄵ㠴敡〷㘱〲昶㌵㑡㥥㠰㝤〳㘳愶换㔹㑤戰㘳㥤㝥挵敢㕢㔴昸つ㠶戹昱ㄲ㥢㉡㠵㑤㠷㔷慥〵㡢㙢〳㔳㤶挱㜵㥤㙣〰㌲〵搸㔲㡥㠲攰ㄱ捣挸愵㘸㐵挱晢〰敡挷㕦扣昰昲搱愷㌵㐵〱㐴ㅡ㕥〳㤱戴㉢ㄳ晢改搰〶㐲つ㠶㙡攲㔵〸搵ㄳ慦戶㌰㘶搸挰〶扡㐱㈹㐲㠴摦㘰㥣㠷㑤つ㐱搳㍡挰㍥㐶攷戴ㅢ搸㐷㤶挱㜵〱㜰㈸㌲〵昰㌱㍡戲戹㑥ㄴ㥤㈹扡㔰散ぢ愱摥昷〴㙣㝦晡ㅣ㐰ㄱ㠰㐸〳散㌰㈴敤捡挴〷搲愱ㅢ㠴㍡〲慡〹㔸〹㔴㑦挰づ㠲㔱ぢ㤸㝤〱戲〹㜹㔲戶戰ㅥ㠸昰ㅢ㡣㜳〳㈶㌶㌵っ㈱㍡挰㕥昰〲散㜹换攰扡戲㜹㈴㌲〵昰㌱㑡搹㕣㝦㡡〱ㄴ〳㈹〶㐱愸愷㍤〱ㅢ㐲㥦㐳㈹㠶㐲愴〱㌶〲㐹扢㌲昱攱㜴㌸〲㐲㡤㠴㙡〲㌶っ慡㈷㘰挳㘱搴〲㘶㕦㔹㙤㐲㥥ㄴ挰㐶㈰挲㙦㌰捥つ㤸搸搴㈸㠴攸〰扢摦ぢ戰晢㉣㠳敢㤲㙤㌹㌲〵昰㌱挶戱戹昱ㄴㄳ㈸㈶㔲㑣㠲㔰㜷㝢〲㜶㌴㝤愶㔰㑣㠵㐸〳㙣㌴㤲㜶㘵攲改㜴愸㠰㔰㘳愱㥡㠰捤㠰敡〹搸㑣ㄸ戵㠰搹㤷㡣㥢㤰㈷〵戰搹㠸昰ㅢ㡣㜳〳㈶㌶㌵づ㈱㍡挰慥昳〲㙣愳㘵㜰㕤㡢㥥㠰㑣〱㝣㡣㤳搹㕣㤰㘲づ㐵ㄵ㐵㌵㠴㕡攳〹㔸つ㝤收㔲搴㐲愴〱㌶ㄱ㐹扢㌲昱㈹㜴㤸〷愱㈶㐳㌵〱㡢㐰昵〴慣づ㐶㉤㘰昶戵昰㈶攴㐹〱㉣㡡〸扦挱㌸㌷㘰㘲㔳㐷㈳㐴〷搸〵㕥㠰㥤㙦ㄹ㕣ㄷ搹愷㈲㔳〰ㅦ㘳ㄱ㥢㙢愴㌸㡤攲㜴㡡挵㄰㙡㤹㈷㘰㘷搲攷㉣㡡㈵㄰㘹㠰㑤㐳搲慥㑣扣㤴づ换㈰㔴〵㔴ㄳ戰㜳愰㝡〲㜶㉥㡣挹ぢ㔱收挵摥㔲㌷㄰换攱攵㌷攸敢㘱㔳㌳搰㥣づ愴㤸ㄷ㐸愷㕡〶搷摤㠳㔹挸ㄴ挰挷㔸挹收㉥愵戸㡣攲㜲㡡㉢㈰搴㍣㑦㤰慥愲捦搵ㄴ慢㈰搲㐰㥡㡤愴㕤㤹㜸㌵ㅤ搶㐰愸㘳愱㥡㈰慤㠵敡〹搲戵㌰㙡户㉡晢敥㐵ㄳ昲愴㙣㔵敢ㄱ攱㌷ㄸ攷〶㑣㙣敡㌸㠴攸〰㍢捥ぢ戰㘳㉤㠳敢戶挸〹挸ㄴ挰挷戸㤹捤摤㐲戱㠹攲㔶㡡捤㄰慡挲ㄳ戰扦搰攷㜶㡡㍢㈰搲〰㍢ㄱ㐹扢㌲昱㕤㜴戸ㅢ㐲㔵㐲㌵〱摢〲搵ㄳ戰扦挲㤸摣慡散摢㌲㑤㠸㑤〱改㕥㜸昹つ晡扡㐱ㄲ㥢㍡ㄹ㈱㍡㤰㐶㜹㠱㌴搲㌲戸敥昷捣㐱愶〰㍥㐶ㄳ㥢摢㐶昱〸挵愳ㄴ摢㈱搴ㄱ㥥㈰㍤㑥㥦㈷㈸㥥㠴㐸〳愹ち㐹扢㌲昱㔳㜴㜸ㅡ㐲㠵愰㥡㈰敤㠰敡〹搲㌳㌰㙡户㉡晢㝥㔳ㄳ昲愴〰昶㉣㈲晣〶攳摣㠰㠹㑤昱敥㤴づ戰㐳扣〰㍢搸㌲戸㙥㘴搵㈲㔳〰ㅦ攳㔵㌶昷㉦㡡搷㈸㕥愷㜸〳㐲㜵昳〴散㉤晡扣㑤昱づ㐴ㅡ㘰扣㈷搶㤵㠹摦愳挳晢㄰㙡ㅥ㔴ㄳ戰㥤㔰㍤〱晢㌷㡣㕡挰散ㅢ㘹㑤挸㤳〲搸〷㠸昰ㅢ㡣㜳〳㈶㌶ㄵ㐱㠸づ戰㍤扤〰摢挳㌲戸敥搰搵㈳㔳〰ㅦ㘳ㄷ㥢晢㉦挵㤷ㄴ㕦㔱㝣つ愱摡㜸〲昶㍦晡㝣㑢昱ㅤ㐴ㅡ㘰㔱㈴敤捡挴㍦搰攱㐷〸㜵㉡㔴ㄳ戰㥦愰㝡〲昶㌳㡣㕡挰散㍢㠴㑤挸㤳〲搸㙥㐴昸つ挶戹〱ㄳ㥢㡡㈱㐴〷搸て㍦㝢㡣攸扦户っ慥㕢㡦扣㥣ㄷ挰挷㈸挸㠵攰搴㈵挳㑦搱㠶愲㄰㐲㝤㠵㔰晤㈹㘳㍢晡ㄴ㔱㜰㤶㔳ㅡ㘰つ㐸摡㤵㠹昷愴㐳㝢〸戵㄰慡〹㔸〷愸㥥㠰敤〵㘳昲戸㘵摦晡㙣㐲㙣ち㐸晢挰换㙦搰搷つ㤲搸搴㈲㠴攸㐰㝡捦ぢ愴㜷㉤㠳敢㥥敡㘹挸ㄴ挰挷〸戰戹慥ㄴ〷㔲㜴愳㈸㠱㔰慦㝢㠲搴㥤㍥㍤㈸㝡㐲愴㠱㜴㍡㤲ち㐸㠷搰愱ㄷ㠴㍡〳㔵㈶㐸扤愱㝡㠲搴〷㐶敤㔶㘵摦搳㙤㐲㥥ㄴ挰晡㈱挲㙦㌰捥つ㤸搸搴㤹〸搱〱昶㤴ㄷ㘰㝦户っ慥㥢挵㑢㤰㈹㠰㡦㌱㤴捤ㅤ㐶㜱㌸挵ㄱㄴ挳㈰搴愳㥥㠰ㅤ㐹㥦ㄱㄴ㐷㐱愴〱㜶㌶㤲ち㘰愳攸㔰〶愱㤶愱捡〴慣ㅣ慡㈷㘰愳㘱搴〲㘶摦慣㙥㐲㥥ㄴ挰挶㈲挲㙦㌰捥つ㤸搸搴㌹〸搱〱㜶㤷ㄷ㘰㜷㕡〶搷㕤㜰摥晣づ攰㘳㑣㘵㜳搳㈸愶㔳㔴㔰捣㠰㔰户㝡〲㌶㡢㍥戳㈹㡥㠱㐸〳㙣㌹㤲ち㘰挷搱攱㜸〸挵扢攷㈶㘰㈷㐰昵〴散㐴ㄸ戵㠰搹㜷攱㥢㤰㈷〵戰㑡㐴昸つ挶戹〱ㄳ㥢扡〰㈱㍡挰㔶㝢〱㜶㡤㘵㜰摤摥㕦㠱㑣〱㝣㡣㕡㌶ㄷ愶㌸㠵㘲ㅥ㐵〴㐲㕤敥〹㔸㍤㝤愲ㄴ昳㈱搲〰扢〸㐹〵戰ㄸㅤ攲㄰敡ㄲ㔴㤹㠰㈵愰㝡〲搶〰愳ㄶ㌰㝢㝡㐱ㄳ昲愴〰戶㄰ㄱ㝥㠳㜱㙥挰挴愶㔶㈲㐴〷搸㔲㉦挰捥戶っ慥㜹ぢ㤷㈱㔳〰ㅦ㘳〹㥢㍢㥢㘲㈹挵㌲㡡㜳㈰搴改㥥㠰晤㠹㍥换㈹捥㠳㐸〳散㜲㈴ㄵ挰㉥愰挳㠵㄰敡㑡㔴㤹㠰慤㠰敡〹搸㐵㌰㙡〱戳攷㑤㌴㈱㑦ち㘰㤷㈰挲㙦㌰捥つ㤸搸搴㔵〸搱〱㜶㡡ㄷ㘰㘱换攰㥡㤰戱ち㤹〲昸ㄸ慢搸摣㌵ㄴ慢㈹搶㔰慣㠵㔰㔵㥥㠰慤愳捦㝡㡡つ㄰㘹㠰㕤㠳愴〲搸㜵㜴戸ㅥ㐲慤㐱㤵〹搸つ㔰㍤〱扢ㄱ挶っ㠰㘹捥ㄹ㙦㐲㠴摦㘰㥣ㅢ㌰戱㈹㑥ㅦ搱〱㌶摤ぢ戰㘹㤶挱㌵搳㘴ㅤ㌲〵昰㌱敥㘰㜳㜷㔲摣㐵㜱㌷挵ㄶ〸㌵搱ㄳ戰㝢攸㜳㉦挵㔶㠸㌴挰搶㈳愹〰㜶㍦ㅤㅥ㠰㔰ㅢ㔱㘵〲昶㌷愸㥥㠰㍤〸愳ㄶ㌰㝢愶㑢ㄳ昲愴㙣㘱て㈳挲㙦㌰捥つ㤸搸搴㜵〸搱〱㜶戸ㄷ㘰㠷㔹〶搷ㄴ㥡ㅢ㤰㈹㠰㡦昱㈴㥢晢㍢挵㔳ㄴ㑦㔳散㠰㔰〳㍤〱晢〷㝤㥥愵㜸づ㈲つ戰ㅢ㤱㔴〰㝢㠱づ㉦㐲愸㥢㔰㘵〲昶ㄲ㔴㑦挰㕥㠶㔱ぢ㤸㍤㠵愷〹㜹㔲〰㝢〵ㄱ㝥㠳㜱㙥挰挴愶㌸攱㐷〷搸㠱㕥㠰㜵戵っ慥戹㐱㥢㤰㈹㠰㡦昱づ㥢㝢㤷攲㍤㡡昷㈹㜶㐲愸㉥㥥㠰晤㠷㍥ㅦ㔰㝣〸㤱〶搸慤㐸㉡㠰㝤㑣㠷㑦㈰搴㙤愸㌲〱晢ㄴ慡㈷㘰㥦挱愸〵捣㥥㥢搴㠴㍣㈹㠰㝤㠱〸扦挱㌸㌷㘰㘲㔳㥣挹愴〳捣敦〵㤸㘱ㄹ㕣㤳㥥敥㐰愶〰㍥挶㜷㙣敥㝢㡡ㅦ㈸㝥愴昸〹㐲戵昲〴散ㄷ晡散愶攰扣愹㌴挰㌸㝦㑡〰换㠵捤㘸〵愱敥㐶㤵〹㔸ㅥ㔴㑦挰㌸㙦㍥㌹扡户㈷㕤㌵㈱㌶〵愴搶昰昲ㅢ昴㜵㠳㈴㌶戵〵㈱㍡㤰扥晣挹攳ㄴ攸扦㤶㈱㝤㌶㔷晥扤挸㤴㝥摢㕡㈶慤㈷攷戹㌸㘶搰戴㠳戳慦㘶㘶㝤㌸ㄱ㙦㔳㌳戲㈱ㄱㅤㄳ㑥㤴挷ㄳ㠵㌵㄰㈸㑡㐸㘷㤹ㄲ攲〸敡㔵㌳㉢ㅣ㕡㌸〳㌷㘷て㜰㥢㌰㥦扦慣㈱㥥㠸捡ㅤ昹晤摤昶昲攸搱搱㐴㜹㌸㍥㍦ㄲ㙣㉣搱㤸㑤换散摡㔰㍤收㈸挵㌰㔵愹㌹愷攸晣昹愱㙡捤㍡㔶㐴ㅢ㘲㔵愱昱攵㝦㠴㔹㑥捡㥣㕡㠰敤㤳昳㥢搴㐱摥戳㝡ㅣ戸敦〷㙥㜲㜱㔷㕢晤戶㐹㌲扥㘲㙣㙥慡〴捦搸攰㙦づ㥢攵愴ㄵ捣㕡搹摡散〶攲㤸㌵搵〶捥晥ㅡ㤰㙡搶戵戵愶攵攱㈱㠶㜰㜵挸㙦㘹㤳挳昵敤慣攲㤴㠶㐴㡡㈵戸愸扤㘵挱㡤昷㈹昵㈰扥㉡ㄸ慢晥㈳㜰㠲㡥㘱㌱〹㔱㍥晣晢㙤㌰㥢㘹㜲㜲㜶昱㔲〶㤷㕤㘷攱攸㐲㥣㌹㌵㐹㍢〷㈲戹㈳愲攰㤸㜰㔶〴晦戶㠴㍡㔹㕤㐰㙤㜲㈸㔸㉦っ㔴㈴慡换㐳ぢ摡㠹㐷〸㥢㌶ㅥ愰㠹㠴摡愷慡㌲㑤挶愸ㄹ㌹㈷ㅥ㡤㌴㈴㐲敤㤲㈵搹挵㡤㥡改愱〸收㌰㉣〸ㄵ㈶㑢㔳慢ㄲ㤸㕥㤹捣挷㠹㠱㝦ㅣ㜶㠰㐸㥥挵㤰ㄲ㡥㝣ㄹ㡥㙣愹㥤攰摥昳ㅢㄹ〵㤱㌵戲㝣㍥㐲慤扥㠶换㉤㈳㜲散〲戹〵戹㥣㜲㤶晤散㐰敥㐵敤敤㐹慢收戱㑤づ㕢㠵㜶ㅤ㈷收戵慤㤱㈳ㅥ㘶摦昲搹愹㈲敥㌶ㄱ㍣搴㤶〸㔷攱㜱愱挶㜶㌵攳敢慢㈲つ搵愱㐹挱㌹愱㠸㝤戴㡥挶敡晥㈰㝣攵㜱昳㌷戹捡㠰㡢㌵㘵㜲㍣ㅥ㌶戴攷㈲晥收〳ㅣ慥挵搹㕦愸挸㘱搲昲〰㔶攲晦㍣つ搳㡦愰㍤㝦㥤㐴㉣㡦愳攱㤰收慡攲戱㡣㜳搵㤲㌳㌹㘵㙦㜳戸㑤㡡㑥㡡㘲㤶㙤戵愳㙡㕣搸慣晡挳散㔳㐲㤱捦攷晢慤㕦㉢挰ち换㉥㙢㠶ぢづ㜶愶㍥㠲㘳㉡敥ㄸて㐲㑦㥦攵收ㄸ㝥挸㌷扥ㅣ〰㡢攱㔸挴愳㤷㌹㕣㤸ㄱ㑥㐴㐲㙤㙡挴㉥攵〲敥づ㐴戳㜵捤㡣㕡捣ち㉢㙦㕢㌳㌶ㄶ慥㡥㠴敢㐳ㅣ㝡㘰搶㌷ㅦ〱㥣ㄴ㥡㡢昹挹㔳愳昱㌰愷㘶戵慤㤹ㄱぢ搶挷攷㜳㘲㘰㔵攳㥥㈹㥡㤰㤵㕦㌳㉡㕣㡦㥤挷㙣㤳攵愲㥡㡡摡攸㐲㍣ㄸ摢㔰㔷㍦㌶㌸㍦晥㠷㈰捡晡㉡〱㐲收ㅥ㤵慢㜲㜳㔵㐱㙥挱㙦晤㡥挲ㄶ㡥㤴㥣ㅦ㤴㑢㘱㔱昵㄰㑡ㄹ昶㔵戲㘴捤づ攷扥捡㜵㑡㜹搰㔳㍢㘵㌵昹㔴㌱㡦扦㐶〷散愰㠵㝢㐱㡣ㅦ㍢㜳晣慦捦ㄴ晣晦㍣愲㥢晦㌰ㄲ㘷昸ㄶ㤰慤㈲㌹㝦㜹㉦㌸户㌳户ㄴ搶㜱挳㌱㠴㜰㙡改㕢㥦扦㐶㝣戸㈱攲㡢㤳敥㉣㡥挱㤴搳㐲散昷㌸敡㘲愶㉥づ户敤㑣㠵㘳戸扡㘰㈴㙥搹捡愲㜵㜵㐱㙥㔹摣㉡㉢㜰挸づㄵ挸㠰ㅡ〷ㄲ愳〶㐲㌶㍦慢㉡戸〸㔵挱㐵㔲㠵㙦㘲㍥㤳㈰㘵收㡡捥つ挶挲㠹摡扡㜰㔵〱ㄵ㍥㌷昰㠷搸㈴戱〵攵〱㑣㝢㤱敤ㄲ愳搳昴㘹挱收㑣㔶戰摤ㄷ㈷っ㠴㡥散㘳挳捤㤵慦㙦昵ㅢ㈷㝣㘳昸㙡㜰㌸㙢散〳㤱㡦㤳㌸㔴㔸晢㠸㘳摣㠵ㅡ㌹〶攵㙤㠳㐳挶㘹戸慤攱攰㥦ㄴつ㔶㡦挱㐳㈴搱㔸㙢敢搹昱〲㤰挸㘳㐷慣㤸㌳慦换昰㜸〲ㅥ㝢㔸㠰㠱㙥慣㠰ㄵㄵ㤸搴㥣挷㌹摢㍥㤳㉤敥㥤㌹昹昹㙤ち㜴㙤㡤户㜳㤵㔸搳㔰㥤捦摥㡦㜷攵晦㜴摡㔰ㅣ㐲搹〱㡥ㄵ㡣㡥散㙣㈷〸昵〸㔴昶㈷捤愱㌳ㅤ扡㄰㡤敤㌰愶敦て㥥搳㤴ㄱ㤰㤳㕦挷改搳〵㜵散づ挶ㄴ㍥㑣慡挶㌴㙣㐰攲㙢㔳昰㈸散挶扥昰㝡㘶挷㡥攱㈸攷愸㈷㈰散昶戹〱㔸㉢戸ㅦ㝣㡣晤㈱搴㜳愸攴㌹愷敦〰㙡㌸摦〸攰慦攳㝣㐳㜱愶㉢捦㌹散挵挱㤸挹㤷㝡〱㈶㡥㤶㜹㤰㙡㙥攴愵㕥㠴ㅦ㐷㕦戸㜳挵㜵㘸㐲挹晥晡㔷㉦㐱攱㄰挰㕣㍣扦愴ㄴ愷搳昲㡢㉡㐷㝢㘰㔴慦挰挲㠳愳搱㡤㕤㝡ㄵ㈵ㅥ㜴戸ㄱ戲㡦挶㐱㄰捤㙥㠴敡㌵㐴搸挰㌱摡〲慥㍢㌳昴㘰摥搷昵づ㍤改㜰㌰ㅤ㌸㜵㤷散ㅡ㠷㐰㑢ㄲ昲戶㈳捣㐱㐸㉦㠶昵㘶ㄸ㘷换ち㈱㝤愰攵捤㥢㌵㌲㤶㘳昴㐵搱挹〹㈷搳㘶收攴㘳㜸㘴捤挹㈷㜰㌶㌹改挷搵㘸㠲㥡攴㠴ㄳ㜵戳攱攴㜳昸㘵攰攴ぢ㤸㠵㤳晥散攳㉥㘸㌶㈷散愶㌱㄰愲㜹㑥扥㐴㤸㠶㤳㐱捣㌰㤸㜹扦搲㍢っ愱挳愱㜴昸ㅡづ挲挹㔰㘸㐹㑥扥㜵㠴㌹㌸㌹㡣㘱㠷㌳㡣㕢戶㜰㜲〴㌵散㈴挳昰搷㐹〸て㘷㤹〹挹㠵㐷搶㠴戴㠲戳㐹挸㜰慥㐳㤳㌴㘶㡥㤱ㄵ㐷敡搹㄰攲㠳㕦〶㐲㕡挳㉣㠴㡣㘰㤷ち愰搹㠴戰㡦挶㐸㠸收〹昱㈳㙣ㅢ㔶㉥敤攸㌶㡡ㄹ捡㤸户㡤摥愱㥣づ愳改㔰〸〷㈱㘴っ戴㈴㈱㐵㡥㌰〷㈱㘳ㄹ㌶㡥㘱ㅤ攱㈰㠴㡣愷〶㐲㈶攰慦㤳㄰捥〶捥㑣㐸㘷㜸㘴㑤㐸ㄷ㌸㥢㠴㑣攴㍡愴㄰戲㉦㙣搹㄰挲㈹挷ㄹ〸㌹〰㘶㈱㘴㌲扢ㄴ㠰㘶ㄳ挲㍥ㅡ㔳㈰㥡㈷攴㐰㠴㙤㜳ㄳ㌲㤵ㄹ愶㌱㙦㌷扤挳㜴㍡㔴搰愱〴づ㐲挸っ㘸㐹㐲㝡㌸挲ㅣ㠴捣㘴搸㉣㠶㤵挲㐱〸㤹㉤㐹㜰昷ㄷ㝦㥤㠴㜰戶㜱㘶㐲〶挰㈳㙢㐲〶挲搹㈴攴㔸慥㐳ち㈱㠳㘰换㠶㄰㑥㘹捥㐰挸愱㌰ぢ㈱挷戳㑢㐳愱搹㠴戰㡦挶㠹㄰捤ㄳ㜲㌸挲戶戹〹㌹㠹ㄹ㉡㤹昷〸扤挳挹㜴〸搲㘱ㄸㅣ㠴㤰㌹搰㤲㠴㡣㜰㠴㌹〸愹㘲㔸㌵挳挶挱㐱〸〹㔱挳ㅥ㔲㠳扦㑥㐲㌸㥢㌹㌳㈱ㄳ攰㤱㌵㈱ㄳ攱㙣ㄲ㌲㤷敢㤰㐲挸㈴搸戲㈱㠴㔳愶㌳㄰㌲〵㘶㈱㈴捣㉥㑤㠵㘶ㄳ挲㍥ㅡ昳㈰㥡㈷㘴㍡挲戶戹〹㠹㌰㐳ㅤ昳㔶攸ㅤ敡改㄰愵挳っ㌸〸㈱昳愱㈵〹㤹敤〸㜳㄰㜲㉡挳㘲っ㍢ㄹづ㐲㐸㥣ㅡ〸㤱㌷㌷晤㝡㘱ㄷ㙦㑡㘹㡥㤰㌹昰挸㥡㤰㉡㌸㥢㠴㌴㜰ㅤ㔲〸愹㠶㉤ㅢ㐲㙡攰㤷㠱㤰戹㌰ぢ㈱ぢ搹愵㕡㘸㌶㈱散愳搱〸搱㍣㈱愷㈰㙣㥢㥢㤰搳㤸攱㜴收㥤愷㜷㔸㑣㠷㌳攸㄰㠱㠳㄰㜲㈶戴㈴㈱㔱㐷㤸㠳㤰戳ㄸ戶㠴㘱㡢攰㈰㠴㥣つ捤㌷㙦㜶㙤扦㐶っ戵㤶㐲㜱敥㈶㥣㤲㥤㜹㌷㌹つㅥ㔹戳㜲㍡㥣㑤㔶㤶㜱㐵㔲㔸㔹っ㕢㌶慣㜰摥㜷〶㔶捥㠲㔹㔸㌹㤷扤㕣〲捤㘶㠵ㅤ㌵㤶㐳㌴捦捡㔲㠴㙤㜳戳㜲ㅥ㌳㥣捦扣换昴づㄷ搰攱㐲㍡㥣〳〷㘱㘵〵戴㈴㉢换ㅤ㘱づ㔶㉥㘲搸挵っ㕢〹〷㘱攵ㄲ㙡搸㑤㔶攲慦㤳㄰㑥晦捥㑣挸㘵昰挸㥡㤰换攱㙣ㄲ㜲㈹搷㈱㠵㤰㉢㘰换㠶㄰捥㌱捦㐰挸搵㌰ぢ㈱㤷戳㑢慢愰搹㠴戰㡦挶㤵㄰捤ㄳ戲ㅡ㘱摢摣㠴㕣挵っ㔷㌳敦ㅡ扤挳㉡㍡㕣㐳㠷戵㜰㄰㐲㔶㐳㑢ㄲ戲摥ㄱ收㈰㘴つ挳搶㌲散㘶㌸〸㈱搷㐲㑢敥㈶敢愰㌸㔹攱ㅣ昳捣慣㙣㠲㐷搶慣摣ち㘷㤳㤵昵㕣㤱ㄴ㔶㌶挳㤶つ㉢㥣挸㥥㠱㤵摢㘱ㄶ㔶㌶戲㤷㜷㐰戳㔹㘱㐷㡤敢㈱㥡㘷攵㉥㠴㙤㜳戳㜲〳㌳摣挸扣㜷敢ㅤ晥㑣㠷㥢攸戰〵づ挲捡捤搰㤲慣摣敢〸㜳戰㜲ぢ挳㌶㌱慣〹づ挲捡慤搴戰㥢㙣挶㕦㈷㈱摢攰㤰㤹㤰㐷攰㤱㌵㈱㡦挲搹㈴攴㌶慥㐳ち㈱摢㘱换㠶㤰挷攱㤷㠱㤰㈷㘰ㄶ㐲㙥㘷㤷㥥㠴㘶ㄳ挲㍥ㅡ㜷㐲㌴㑦挸㔳〸摢收㈶攴㉥㘶戸㥢㜹㥦搶㍢㙣愱挳㕦改戰〳づ㐲挸㍤搰㤲㠴㍣敢〸㜳㄰㜲㉦挳戶㌲散㔵㌸〸㈱昷㔱〳㈱昷攳慦㤳㄰捥㤷捦㑣挸㙢昰挸㥡㤰搷攱㙣ㄲ昲〰搷㈱㠵㤰㌷㘰换㠶㄰㑥捡捦㐰挸摢㌰ぢ㈱て戲㑢敦㐰戳〹㘱ㅦ㡤㠷㈱㥡㈷攴㍤㠴㙤㜳ㄳ搲挴っ摢㤸昷㝤扤挳㈳㜴㜸㤴づ㍢攱㈰㠴㙣㠷㤶㈴攴〳㐷㤸㠳㤰挷ㄸ昶㌸挳㜶挱㐱〸㜹㠲ㅡ〸㜹ㄲ㝦㥤㠴㜰㍥㝥㘶㐲扥㠴㐷搶㠴㝣〵㘷㤳㤰扦㜳ㅤ㔲〸昹ㅡ戶㙣〸攱愴晦っ㠴㝣ぢ戳㄰昲㌴扢昴ㅤ㌴㥢㄰昶搱㜸〶愲㜹㐲㝥㐰搸㌶㌷㈱晦㘰㠶㘷㤹昷㐷扤挳㜳㜴㜸㥥づ㍦挱㐱〸㜹〱㕡㤲㤰摤㡥㌰〷㈱㉦㌲散㈵㠶ㄵ攰挲慦㄰昲㌲戴攴ㄷ挹㍦愱㌸㔹攱愴晦捣慣昸攱㤱㌵㉢㙤攰㙣戲昲ち㔷㈴㠵㤵㐲搸戲㘱㠵㑦ㄶ㘴㘰愵〸㘶㘱攵㕦散㘵㌱㌴㥢ㄵ㜶搴㜸ㅤ愲㜹㔶昶㐴㤸㠶㤵㌷㤸攱㑤收㙤慦㜷㜸㡢づ㙦搳愱〳ㅣ㠴㤵㜷愰㈵㔹搹挷ㄱ收㘰攵㕤㠶扤挷戰〰ㅣ㠴㤵昷愹㘱㌷搹㠹扦㑥㐲昸㠰㐱㘶㐲づ㠴㐷搶㠴㜴㠳戳㐹挸扦戹づ㈹㠴㤴挰㤶つ㈱㝣㡡㈱〳㈱㍤㘰ㄶ㐲㍥㘰㤷㝡㐲戳〹㘱ㅦ㡤㡦㈰㥡㈷攴㄰㠴㘹〸昹㤸ㄹ㍥㘱摥㕥㝡㠷㑦改昰ㄹㅤ㝡挳㐱〸昹ㅣ㕡㤲㤰㝥㡥㌰〷㈱㕦㌰㙣ㄷ挳㠶挲㐱〸昹㉦㌵㄰昲㈵晥㍡〹攱〳っ㤹〹㌹ㅣㅥ㔹ㄳ㜲〴㥣㑤㐲扥攲㍡愴㄰㌲っ戶㙣〸攱㔳ㄲㄹ〸ㄹ〱戳㄰昲つ扢㜴ㄴ㌴㥢㄰昶搱昸ㄶ愲㜹㐲㐶㈱㑣㐳挸㜷捣昰㍤昳㤶改ㅤ㝥愰挳㡦㜴㈸㠷㠳㄰昲ㄳ戴㈴㈱㘳ㅤ㘱づ㐲㝥㘶搸㉦っ㥢ち〷㈱㘴㌷㌵㄰㤲㐳㌷挷㠹㍢ㅦ㤰挸㑣挸㜴㜸㘴㑤㐸〵㥣㑤㐲㜸换㉥㤵㤰ㄹ戰㘵㐳〸㥦挲挸㐰挸㙣㤸㠵㤰㔶㘸㐱ㅤ〳捤㈶㠴㝤㌴昲㔱摢㍣㈱挷㈱㑣㐳㠸㡦㉢摤㥡㜹㡦搷㍢ㄴ搰㠱敦㥥㔶㈷挰㘱㍢戰㌴晣搰㤲㠴㔴㍡挲㔰㙦摦㜹㘹㠳戲㔱〸愱㙡攱㈰㠴戴愵〶㐲摡搱捤㐱〸ㅦ挰挸㑣挸㈹昰挸㥡㤰㜹㜰㌶〹㈹攲㍡㌴㐹㘳搶搵昸〸㙣搹㄰挲愷㍣㌲㄰ㄲ㠵㔹〸搹㠳㕤㥡て捤㈶㠴㝤㌴摡㐳㌴㑦㐸っ㘱ㅡ㐲㍡㌰挳㕥捣ㅢ搷㍢散㑤㠷㝤攸㤰㠰挳㜶㜴捦攸〸㉤㐹挸㐲㐷ㄸ敡㙤㐲㍡愱㙣㜴㠶㔰㑢攰㈰㠴㜴愱〶㐲昶愵㥢㠳㄰㍥攰㤱㤹㤰愵昰挸㥡㤰㘵㜰㌶〹搹㡦敢搰㈴㡤㔹㠴㥣〳㕢㌶㠴昰㈹㤲っ㠴㉣㠷㔹〸㌹㠰㕤㍡て㥡㑤〸晢㘸㜴㠵㘸㥥㤰ぢ㄰愶㈱攴㐰㘶攸挶扣ㄷ敡ㅤ㑡攸㜰㄰ㅤ㔶挰㘱㍢扡㘷㜴㠷㤶㈴攴ㄲ㐷ㄸ敡㙤㐲㝡愰㙣昴㠴㔰慢攰㈰㠴ㅣ㑣つ㠴ㅣ㐲㌷〷㈱㝣㠰㈴㌳㈱慢攱㤱㌵㈱㙢攰㙣ㄲ搲㡢敢搰㈴㡤㔹㠴慣㠵㉤ㅢ㐲昸㤴㑡〶㐲搶挳㉣㠴昴㘱㤷㌶㐰戳〹㘱ㅦ㡤㝥㄰捤ㄳ㜲ㅤ挲㌴㠴㤴㌲㐳㝦收扤㕥敦㌰㠰づ〳改㜰〳ㅣ戶愳㝢挶㈰㘸㐹㐲㙥㜲㠴愱摥㈶㘴㌰捡挶㄰〸㜵〷ㅣ㠴㤰㐳愹㠱㤰愱㜴㜳㄰挲〷㔴㌲ㄳ㜲ㄷ㍣戲㈶攴㙥㌸㥢㠴ㅣ挶㜵㘸㤲挶㉣㐲戶挰㤶つ㈱㝣ち㈶〳㈱昷挲㉣㠴ㅣ挱㉥㙤㠵㘶ㄳ挲㍥ㅡ挳㈱㥡㈷攴㝥㠴㘹〸㌹㤲ㄹ㐶㌰敦〳㝡㠷愳攸㌰㤲づ㝦㠳挳㜶㜴捦ㄸ〵㉤㐹挸挳㡥㌰搴摢㠴㤴愱㙣㤴㐳愸㈷攱㈰㠴㡣愶〶㐲挶搰捤㐱〸ㅦ㠰挹㑣挸㔳昰挸㥡㤰愷攱㙣ㄲ㌲㤶敢搰㈴㡤㔹㠴散㠰㉤ㅢ㐲昸㤴㑤〶㐲㥥㠵㔹〸ㄹ捦㉥㍤〷捤㈶㠴㝤㌴㈶㐲㌴㑦挸ぢ〸搳㄰㌲㠹ㄹ㈶㌳敦㡢㝡㠷愳改㌰㠵づ㉦挱㘱㍢扡㘷㑣㠵㤶㈴攴ㄵ㐷ㄸ敡㙤㐲愶愱㙣㑣㠷㔰敦挰㐱〸愹愰〶㐲㘶搰捤㐱〸ㅦ戰挹㑣挸㝢昰挸㥡㤰昷攱㙣ㄲ㌲㤳敢搰㈴㡤㔹㠴散㠴㉤ㅢ㐲昸ㄴ㑦〶㐲㍥㠰㔹〸㤹捤㉥㝤〸捤㈶㠴㝤㌴㡥㠵㘸㥥㤰㡦ㄱ愶㈱攴㌸㘶㌸㥥㜹㍦搱㍢㥣㐰㠷ㄳ改昰㈹ㅣ戶愳㝢挶㐹搰㤲㠴㝣攱〸㐳扤㑤㐸㈵捡挶挹㄰敡㍢㌸〸㈱㐱㘸挹搳昵㌹昴㜵戰挲愷㜸㌲戳昲〳㍣戲㘶攵㐷㌸㥢慣㔴㜱㐵㥡愴㌱㡢㤵㥦㘰换㠶ㄵ㍥㉡㤴㠱㤵摤㌰ぢ㉢㈱昶㌲〷攳㕤㥢ㄵ㜶搴㤸ぢ搱㍣㉢戹〸搳戰㔲换っ㘱收㙤愵㜷㌸㠵づ昳攸㤰〷㠷敤攸㥥ㄱ㠱㤶㘴愵戵㈳っ昵㌶㉢㜵㈸ㅢ昵㄰昹㝢挰㈱扢攷㑦㌸㐹慥搸昱㔰㄰㈷㑦挶昷愸㤹搶㄰㡣攰㤷㍢愶㘰㝥㝡㠲㔵㝦㠴搹㠹㜹收㔳〲改㙦㥢㑥晤㐱て㍣㕡㈳㕤㌸晥挴晤搱戳㜴っ㔲㝤慤扥挵改昹摢㥥㈲昰攷㕦晡攳敥摤搹戵愲搰㑡敢〵㝣挳㘹㘵㘵㑥〱摢〴㐹愰㡥昳愹昷㐴㌱挳㈴摤戴〹昵捣搴晥搷㤹㠶㥣㍤摡㉢挲摦昸搱㑤㔱㑣㥤慢㍢ㅦ㕢㠷敡㠰搶㤸挳㌸㤵㥡戵㈲昹晢愰戶搹㠹㥥〸挰㤳㐲㥣昲㔹㤱㘸㡣㘰㥡㉤㡢㝣㘷愷㔹攲㙣㐳搳㡣搵㡢挶昲昰㐸㔴晡㡢㝡㤳戱昷㈰㔵㥢づ㘹㉦㐶㤶㌰㕡昶挲摡攴㕦っ㜰㍤攳㔳昱㘴っㄷ㕦ㅣ慢搸㘱㜲戸㉡ㄶ㡤㐷㙢ㄲ㠱ち捣ㄴて昰㔵搹㜸挱㑤改挸晣ㄵ挸愸㙤㤳ㅤ换慢攷捦搳〸㐵晥㜹昵搱㠵昵戲㌶昹㜱扥㌱㕣昰㙡摤㥡捤昰㐹〲㔹扡〱扣攲㡥㔸㔱㉥挵㥤散㐲㘷扢搰挵㉡ㄴ敤㡢〲愳㝣攲昹㍢㡡攲晤㤰㤹慤昸ㅡ搰㠱㍤捡㐶㔵愶晥昲㡥㙦〱慡ぢ㔱㉤㜳㔹愷攳攵摡扥㠵愸㘹㠷ㅡ挷挴敦攲晤慤㉣挶㈲ㄸ㡤慥挸㘷〴㈰㔴〰昵㍣㤴昸搵戹挰㡤㥢㍡摢㤲㑤㔶㜵㐵㤱㥢慤戱ㄸ㌱慡ㅢ㑡〲搱ㄹ搴攰㐴㐷㜵㄰㈴㌷㉢戵ㄴ愱㈴ㄳ㤵㜸㍦〱㕣㐸㠶㕡㠲ㅡㄲ㤲ち㘸㜷㠶㘲㈹敥㘱ㄷ㝡摡㠵㠳慤㐲搱㈱㈸戴っ愰扤㤰㤹慤ㄸ〴搴㈰㝣〶ㄱ㉢敥㙤搷㥦挳慡ㅥ昴攸づ愱晡愲摥㠴愸ㄱ㍤㐹㠵愸ㅦ㙣〲搱㜹㠸㔱晤愱〹㐴攷㔳㐳㉣昴ㅣ㌵㄰㔲㈰㕡㠰㜰㌷㐴〹㉤㐴㠳ㄸ㡡愵㜸戰㕤ㄸ㘲ㄷづ戵ち㐵㐳㔱㘸ㄹ㠸づ㐳㘶戶㤲づ搱攱㜶晤㑡㐲挴搷慦ㅡ扤㈱搴㌰搴㥢㄰搵戹㈰ㅡづ㥢㐰㜴〵㐱ㄹ〱㑤㈰扡搲〹搱㐸搴ち㐴愷㘸㈱慡搵㐲㌴ち㐱㕣㡡换散㐲戹㕤ㄸ㙤ㄵ㡡挶愰搰㌲㄰㡤㐵㘶戶㤲づ搱㌸扢㝥㉤㈱ㅡ㐸て㍥慡愱㈶愰摥㠴㈸攸㠲㘸㈲㙣〲搱〶㠲㌲ㄹ㥡㐰戴搱〹搱ㄴ搴ち㐴㈷㘹㈱㍡㐱ぢ搱㔴〴㜱㈹㥥㘶ㄷ愶摢㠵ち慢㔰㌴〳㠵㤶㠱㘸㈶㌲戳㤵㜴㠸㘶搹昵㌷ㄳ愲挳攸㌱ㄴ㐲ㅤ㠳㝡ㄳ愲㤹㉥㠸㡥㠵㑤㈰摡㑣㔰㡥㠷㈶㄰摤收㠴攸㐴搴ち㐴搳戵㄰㑤搵㐲㜴ㄲ㠲戸ㄴ㔷摡㠵㤳敤㐲搰㉡ㄴ捤㐱愱㘵㈰慡㐲㘶戶㤲づ㔱戵㕤扦㠵㄰㡤愰挷㤱㄰慡〶昵㈶㐴攳㕤㄰捤㠵㑤㈰摡㑡㔰挲搰〴愲晢㥣㄰捤㐳慤㐰㌴㐶ぢ㔱戹ㄶ愲〸㠲戸ㄴ搷搹㠵㝡扢㄰戵ち㐵昳㔱㘸ㄹ㠸㑥㐵㘶戶㤲づ㔱捣慥㙦㈲㐴㝣㡦慡㔱づ愱ㄲ愸㌷㈱ㅡ敥㠲愸〱㌶㠱㘸㍢㐱㔹〸㑤㈰㝡捣〹㔱㈳㙡〵愲挳ㅤ㄰昹㥥㠰㡢攷㤸㐳つ搵攲㜶ㅡ㌲㜱㈹㍥摤㉥㉣戶ぢ㘷㔸㠵愲㌳㔱㘸ㄹ摣捥㐲㘶戶㤲㡥摢ㄲ扢㝥〷扡㈴扦ㄲ㘶㑣㠰㥢㕡㡡㝡ㄳ户晥㉥摣㤶挱㈶戸㍤㐷愴捥㠵㈶戸㍤敦挴㙤㌹㙡〵户扥づ摣っ攲㈶㈳㠱摥㕡㠸捥㐳㄰㤷攲昳敤挲〵㜶攱㐲慢㔰戴〲㠵㤶㠱攸㈲㘴㘶㉢改㄰㕤㙣搷扦㑡㠸昸〲㔵㘳㉡㠴㕡㠹㝡ㄳ愲㠳㕣㄰㕤ち㥢㐰昴〶㐱戹ㅣ㥡㐰昴愶ㄳ愲㉢㔱㉢㄰ㅤ攸㠴㈸㌹㔸ち㘸㈱扡ち㐱㕣㡡慦戶ぢ慢散挲㌵㔶愱㘸㌵ち㉤〳搱ㅡ㘴㘶㉢改㄰慤戵敢㜷ㄲ愲搹昴㤸〵愱搶愱摥㠴愸㤳ぢ愲昵戰〹㐴ㅦㄲ㤴㡤搰〴愲㡦㥣㄰㕤㡦㕡㠱㘸㙦㈷㐴挹慤愸㠳ㄶ愲ㅢ㄰挴愵昸㐶扢昰㘷扢㜰㤳㔵㈸扡ㄹ㠵㤶㠱攸ㄶ㘴㘶㉢改㄰㙤戲敢㜷ㄱ愲ㄳ改挱搷戱慡捤愸㌷㈱㙡敢㠲攸㌶搸〴愲慦〹捡敤搰〴愲㙦㥣㄰摤㠹㕡㠱挸敦㠴㈸戹ㄵㄵ㘸㈱扡ぢ㐱㕣㡡敦戶ぢ㕢散挲㕦慤㐲搱㍤㈸戴っ㐴昷㈲㌳㕢㐹㠷㘸慢㕤晦ㄳ㈱慡愲挷ㅣ〸㜵㍦敡㑤㠸㤴ぢ愲〷㘰ㄳ㠸㜲昲攱昹㈰㌴㠱㠸㍦㕡挹〲昴ㅣ昵㌰愴㐰昴换て扡㈱昷㑦愸㜵㥦㤵㌴㌱ㄴ㑢昱㌶扢昰㠸㕤㜸搴㉡ㄴ㙤㐷愱㘵㈰㝡っ㤹搹㑡㍡㐴㡦摢昵〵攸愰晣㘸愰挱搷慦慡㈷㔱㙦㐲昴つ㝡㤳㝡㔶昲㜷搸〴愲㐲㠲昲㌴㌴㠱愸慤ㄳ愲㘷㔰㉢㄰㝤改㠴㈸戹愳敤搲㐲昴て〴㜱㈹㝥搶㉥㍣㘷ㄷ㥥户ち㐵㉦愰搰㌲㄰扤㠸捣㙣㈵ㅤ愲㤷散晡づ㠴㈸㑡て扥㜰㔵晤ㄳ昵㈶㐴ㅦ戹㈰㝡〵㌶㠱愸㈳㐱昹ㄷ㌴㠱愸㤳ㄳ愲搷㔱㉢㄰晤㐷ぢ搱㑥㉤㐴㙦㈰㠸㑢昱㥢㜶攱㉤扢昰戶㔵㈸㝡〷㠵㤶㠱攸㕤㘴㘶㉢改㄰扤㘷搷〷〸ㄱ㕦㠲㙡昰ㄵ慢㙡㈷敡㑤㠸摥㜴㐱昴㙦搸〴愲ㄲ㠲昲〱㌴㠱攸㈰㈷㐴ㅦ愱㔶㈰㝡捤〹㔱昲㔸昴慡ㄶ愲㡦ㄱ挴愵昸ㄳ扢昰愹㕤昸捣㉡ㄴ㝤㡥㐲换㐰昴〵㌲戳㤵㜴㠸㜶搹昵扤〹搱改昴㌸つ㐲㝤㠹㝡ㄳ愲攷㕤㄰㝤〵㥢㐰㔴㑡㔰扥㠱㈶㄰昵㜷㐲昴㉤㙡〵愲㝦㘸㈱摡愱㠵攸㍢〴㜱㈹晥摥㉥晣㘰ㄷ㝥戴ち㐵㍦愱搰㌲㄰晤㡣捣㙣㈵ㅤ愲㕦散晡愱㠴攸㙣㝡㉣㠱㤰户㈲㤹㄰㍤收㠲㐸攱挸㉥㄰つ㈳㈸㌲捤㠴㜱挳㥤㄰攵挳㐷㈰㝡㐴ぢ㔱㤳ㄶ㈲ㅦ㠲戸ㄴ户戶ぢ〵㜶挱戰ち㐵㥣㑥搲㌲㄰戵㐱㘶ㅤ㐴㠵㜶㝤㌹㈱㕡㡥昵㌳昸ㄲ㔵挵㤹㈹㈶㐴昷戹㈰攲㘴ㄲ㠱㘸ㅣ㐱搹〳㥡㙣㐵攳㥤㄰戵㐷慤㐰㜴㡦ㄶ愲㉤㕡㠸㍡㈰㠸㑢昱㕥㜶㠱㌳㍣愴㘶ㅦ慢㔰搴ㄱ㠵㤶㠱㠸搳㐲㜴㄰㜱愶㠸搴㑦㈵㐴㝣戱愹挱搷愶慡㝤㔱㙦㐲㜴㥢ぢ愲晤㘰ㄳ㠸㘶㄰ㄴ㤹㡡挱戸㤹㑥㠸扡挲㐷㈰摡愴㠵攸㘶㉤㐴㥣㠲挱愵㤸搳㌰愴㔰㘲ㄷづ戲ち㐵摤㔱㘸ㄹ㠸㝡㈰戳づ愲㥥㜶晤〹㠴攸㜲慣㤷㜱ㄹ㠴攲散つㄳ愲㡤㉥㠸㝡挱㈶㄰㥤㑣㔰㘴㜲〴攳㠲㑥㠸㌸㌹㐲㈰㕡愷㠵㘸慤ㄶ愲㔲〴㜱㈹敥㙦ㄷ㌸ぢ㐲㙡〶㕡㠵愲㐱㈸戴っ㐴㠳㤱㔹〷ㄱ㘷㔳㐸㝤㉤㈱扡〶慢㘳慣㠲㔰㐳㔱㙦㐲㜴愵ぢ㈲㑥㠱㄰㠸㈲〴㐵愶㉢㌰慥捥〹搱㜰昸〸㐴㤷㌹㈱㑡㡥㡢㔶㙡㈱攲㌴〵㉥挵㥣慡㈰㠵愳散挲㐸慢㔰挴㘹〹㉤〳ㄱ㈷㌳攸㈰㉡户敢ㄳ㠴㘸㍤搶换㔸〷愱挶愰摥㠴攸㝣ㄷ㐴㘳㘱ㄳ㠸ㄶㄱ㤴昱搰攴㔸搴攸㠴㘸㈲㙡〵愲㍦㘹㈱㍡㐷ぢ搱㈴〴㜱㈹收攴〱㈹㜰愶㠰ㄴ㌸㕢㠰㑢搱㔴ㄴ㕡〶愲㘹挸慣㠳㠸㌳づ愴㝥〹㈱扡ㄱ㉢㘱摣〰愱㘶愰摥㠴攸っㄷ㐴㌳㘱ㄳ㠸捥㈱㈸㜲㑢㥦㜱攷㍡㈱攲㉤㝤㠱攸㌴㈷㐴挹㜱搱㈲㉤㐴扣㤵捦愵㤸户昳愵㜰㠲㕤㌸搱㉡ㄴ昱搶㝤换㐰挴ㅢ晥㍡㠸㌸〷㐰敡㔷㄰愲㕢戱㕥挶㈶〸挵〹〰㈶㐴愷扡㈰攲㍤㝢㠱㘸㈵㐱㌱敦慦㈳敥㔲㈷㐴㜳攱㈳㄰搵㍢㈱㑡敥㘸ㄱ㉤㐴戵〸攲㔲ㅣ戶ぢ扣㤱㉥㌵昳慣㐲㔱〴㠵㤶㠱㠸㜷摦㜵㄰昱㠶扣搴慦㈲㐴㝣〹愹㜱〷㠴㥡㡦㝡搹㝤搶愰摥㕥㡡㑦㐵㉤晥攳愹㍡搴戶㙤愵ㄶ㐱㈹愱晥㌴挵づ㡡㘷㈰搴挹㐰攰㜵扣㝥搴昵挳㜱㤵㤶挱昵换㠴㡢㤱挹摤摥ㄹ愸挵㝦㍣挹㘶戶㜷づ㤴ㄲ敡㘹敤ㅤ敢搵摥㌱㤶挱昵挳㝥攷㈱㤳扢扤昳㔱㡢晦搸㑣捣昶㔶㐲㈹搱戴㌷摤慢扤㘹㤶挱昵挳㜸㔷㈰㤳扢扤㉢㔱㡢晦〰摥㙣㙦㉤㤴ㄲ㑤㝢ㄳ扤摡㥢㘰ㄹ㕣扦㉢户〱㤹摣敤㙤㐴㉤晥攳㜱㉦戳扤㥢愱㤴㘸摡㉢昷㙡慦捣㌲戸㝥㤶㙤㌳㌲戹摢攳㍤づ晣挷㜳㔶㘶㝢㕢愰㤴㘸摡ㅢ敥搵摥㌰换攰晡㔵戳慤挸攴㙥㡦㌷っ昰ㅦ㑦㑦㤹敤㌵㐱㈹搱戴㌷挴慢扤挱㤶挱昵愳㘰摢㤱㐹摡摢㠱捣昶㔲捣慢敦昸㡦慤摥㙣㙦〷㤴ㄲ敡㘹摢㘷㍦慦昶晡㕡〶搷㙦㙡㍤㠷㑣敥昶㥥㐷㉤晥攳㘱㈴戳扤㔷愱㤴㘸摡敢改搵㕥て换攰晡㜹慡㌷㤰挹㡤攷㥢愸挵㝦㍣〰㘴戶户ㄳ㑡㠹愶扤慥㕥敤〵㉣㠳敢搷㥤㍥㐴㈶㜷晦㍥㐲㉤晥攳戱ㅥ戳扤㕤㔰㑡㌴敤㜵昶㙡慦㤳㘵㜰晤㔰搲搷挸攴敥摦㌷愸挵㝦㍣㑦㘳戶昷ㄳ㤴ㄲ㑤㝢敤扤摡摢搳㌲戸㝥㘷㐸慥昰㌱㔳捡昱㤳㔷晡愴扤㕤㘶㝢扣㌰愶㙢慦搰慢扤㌶㤶挱昵㌳㍤㠵挸攴挶㤳㤷捤愴扤㙦捤昶㜸㤵㐹搷㕥扥㔷㝢㜹㤶挱昵㉢㌷ㅤ戵敤昱ㅡ㤴戴昷㡢搹ㅥ㉦搹攸摡晢攵㝢㡦敦㠷㥦㉤㠳敢〷㘳攴㐲㡥ぢ㑦㕥搰㤱昶昲㌱㜹〵摦㐷扤㍤摡晢搶慢扤晦㔹〶搷敦慤挸㔵ㄱ㔷㝢扣㍡㈲敤ㄵ㥡敤つ昵㘸㙦㤷㔷㝢㕦㔸〶搷捦㤵挸㈵〶㔷㝢扣搴㈰敤戵㌷摢攳㤹戹づ捦㡦扣摡晢搰㌲戸㝥敤㐳捥搷㕤敤昱扣㕤摡敢㙣戶挷搳㕣㕤㝢敦㜹戵昷慥㘵㜰晤㔸㠶㥣晣扡摡攳㐹戰戴搷搵㙣㡦攷㡣扡昶㕥昷㙡敦㌵换攰晡慤〹㌹㤳㜴戵挷㌳㑡㘹慦愷搹ㅥ㑦挰㜴敤扤攴搵摥㡢㤶挱昵㔳つㄱ㘴㜲敦㝦㍣㍤㤳昶晡㤹敤昱㙣㐶搷摥㌳㕥敤敤戰っ慥㕦㍡㔸愴㙤㡦攷㍡搲摥㄰戳㍤㥥ㅡ攸摡㝢摣慢扤挷㉣㠳敢㠷〲攴㠴挱㠵㈷㑦ㅣ愴扤攱㘶㝢㉢㍣摡㝢搸慢扤㠷㉣㠳敢㍤晢㌲晡㘶㝢㍢㤰搲㕥㡡㌹ち㤷昶捡捤昶㔶㜹戴户搵慢扤㝢㉤㐳晡㉢敢㡢敤挳㜴㍥㐷戶㠷㜸扦ㅣ摤㝣户㈶㘶散㠵攲昲ち搹㈲慣㕢㝥つ攷ㄸ戶愹攱㐴扥㤰扣攰㔳摥㑡ㅥ㤱〹㝡㠵㜸捤㘶㙣㕥㈸㌶〹㉦㡤挵换㌵㉢挲搶敦㠵㡦挷换㘴昹ㄲ㐴晢昵㡥㠶㘸㥣ㅤ敡慢㤹ㄲ挳晢ㅥ㕢搷㡣㡦攳搵戴搵〵昸㤱昹㐴㈲ㄴ慢晦㈳捣㜲挵昵搲㍣捣㍤挶㘲扥㝤㔳㍢㕢㤱搳㄰搳㕦〷改㜸晦敥慦㜸搸敦㕦捥攵摢㌹㝦摢ㅣ㔷㤹㕥㥤慢晥ち㕥攵戶搸㈷〳㍡挹㍣㍥扣昱ㄳ扦㙥㡢慤挴慦㘴㝤ㄵ㈶〶㡡慦〸㍣㈴〳㥡㐹戵ㄵ㝦㤷㌶㝥㡡㜷㍣㑦㄰ㅣ昱户㙢攳愷㝢挷㜳挰敦㠸摦慣㡤㥦改ㅤ扦㌵㌵晥ㄶ㙤晣㌱摥昱ㅣ㤰㍢摡晦戳㌶晥㜸敦㜸づ戰ㅤ昱搷㙢攳㑦昲㡣㉦戶㜷㙢挵㤱戳㈳搱〶㙤愲愰㘷㈲挵㤱戰㈳晥㕡㙤㝣戵㜷㍣㐷戶㡥昸搵摡昸戹摥昱ㅣ愹㍡攲慦搶挶㥦攲ㅤ捦㤱愷㈳晥ち㙤㝣㥤㜷㍣㐷㤲㡥昸㑢戵昱昳扤攳㌹㌲㜴挴㕦慣㡤㡦㝢挷㜳愴攷㠸扦㔰ㅢ扦挰㍢㥥㈳㌷㐷晣㜹摡昸㐶敦㜸㡥挴ㅣ昱攷㙡攳ㄷ㝢挷㜳㘴攵㠸㕦慡㡤㍦换㍢㥥㈳㈵㐷晣㔹摡昸愵摥昱ㅣ昹㌸攲ㄷ㙢攳捦昵㡥攷㐸挶ㄱ摦愸㡤㍦捦㍢㥥㈳ㄳ㐷晣〲㙤晣㠵摥昱ㅣ㘹㌸攲攳摡昸㡢扤攳㌹㜲㜰挴捦搷挶㕦敡ㅤ捦㤱㠰㈳扥㑥ㅢ㝦㠵㘷㝣㍥扦㈳戲晥戲攲〸敦㌷㍥摢㜰ㄵ摡㔱晣㐲㘱㠳挶搵搴昸昵㈰摡㉡㙡㍣搸㡢㜶つ㌵ㅥ扡㐵㕢㑤㡤〷㘲搱搶㔰攳㘱㔵戴戵搴㜸㙣ㄴ敤㕡㙡㍣搲㠹戶㡥ㅡ㡦㕢愲慤愷挶愳㤰㘸ㅢ愸昱㤸㈲摡㐶㙡㍣㐲㠸㜶ㅤ㌵敥敦愲㕤㑦㡤㝢慦㘸㌷㔰攳扥㈸摡㡤搴戸㘷㠹昶㘷㙡摣㑦㐴扢㠹ㅡ户㝡搱㙥愶挶㙤㔸戴㕢愸㜱㡢ㄴ㙤ㄳ㌵㙥㕦愲摤㑡㡤㕢㡢㘸㥢愹㤱㝢搱㙥愳㐶㈶㐵晢ぢ㌵〱ㄵ㥣愴㥣㘵㉢〱搷㔵㉢㈰扢㙡〵㙣㔷慤㠰敥慡ㄵ昰㕤戵㐲㠲慢㔶挸㘰慤晤㐵㠷㌲愶㤸㜱愵㕤戵㐲づ㙢敤㐱愸昸ち㐹㉥㕦㈱换攵㉢愴戹㙡㠵㍣㔷〶㈱搱㔵㉢㘴扡㌲〸愹慥㕡㈱搷㔵㉢㈴扢㙡㠵㙣㔷慤㤰敥慡ㄵ昲㔹㥢㠲㤹㙣〴慥㕡搹ㄸ㕣ㄹ㘴愳㐸昷㙤昳晦〰昸愱ㄱ㠱"]
[null,null,"Decisioneering:7.0.0.0",null,null,"Decisioneering:7.0.0.0"]
[null,null,"CB_Block_7.0.0.0:1",null,null,"CB_Block_7.0.0.0:19"]
[null,null,{"$cut":{"chars":22502,"head":"㜸〱敤扤㜷㝣ㄵ㐵ㄷ㍥㥥〹挹㈵ㅢ㑡㉥㕤ㄱ〵〴〴〵㌱㥤〴㤱ㄶ㝡敦㠸〸㜸㤳摣㐰㈴〵㤳搰㉣㔴㤵㈲ちち㡡㈰〲㔲㐴㐱㡡ㅤㅢ愸ㄴぢ搸㝢㐳ㄴ挱挲慢㘲〵㉢扦攷㤹㥤摤㥤㥢摤つ㝣晤扥敦攷攷ㅦ摦换捤㘱㘷捥㜹捥散㍣㔳㜶㜶昷散摥㈸ㄱㄵㄵ㜵ㄲㅦ晥捦㑦っ㌷ㅡっ㥥㕡㕡ㄶ㉥㙣㥤㔵㕣㔰㄰捥㈹换㉦㉥㉡㙤摤愹愴㈴㌴戵㑦㝥㘹㔹㈵ㄸ〴挶攴㐳㕦ㅡ㍢愶㌴晦敡㜰摣㤸㐹攱㤲㔲ㄸ挵㐶㐵挵挵ㄹ搱搰㥦愹晥㠲㔶挲㈰捡㠸愱㠰㔵㤴ㄱ愰愸㑣ㄱ㐷㘱㔰挴㔳㔴愱愸㑡㔱㡤愲㍡㐵〲㐵㤰愲〶㐵㑤㡡㕡ㄴ戵㈹敡㔰搴愵愸㐷㜱〶〵换㌷敡㔳㥣〵㔱戵〱挴攰慣捥晤戳慦㐴㙤〶㤷ㄵ㤷㠴㕢㌵ㅡ㘶敥昳㈵㙤㕡愷戴㑥㑡㑣㑣㙦㥤搸慡㔱搶挴㠲戲㠹㈵攱㑢㡡挲ㄳ换㑡㐲〵慤ㅡつ㤸㤸㕤㤰㥦搳㍢㍣㜵㐸昱昸㜰搱㈵攱散挴㤴散㔰㙡㐶㔲㙡㕡㕡㕥㘶㘶㐶搵戳攱戸㙦㔶攷〱㈵攱扣搲晦㤲换㜳攸戲㝦㔶攷搶晤挲㘵晦㈵㤷つ攱戲㕦㔶攷㉥挵㠵愱晣愲晦㡥捦㔸戶㘷㑡㤷㜰㑥㍥ㅢ㍥ㅣ㉥挹㉦ㅡ摢ㅡ㍢ㅤ㐱㌲㔲㙤㕡㜷〳摢㌹愱搲戲慣㜰㐱挱愰㜰ㅥ摢扣㙡㈱〹ぢ㤷㠴㡢㜲挲愵搵ぢ扢㑥挹〹ㄷ㈸㜵㘹㕣攱戰㔰㐹扦㔰㘱㌸㠶ㅢ〹㠵㘶㥢昵捣つㄷ㤵攵㤷㑤慤㔶㌸戴㌴㍣㈸㔴㌴㌶㑣㤳搸挲敥ㄳ昳㜳㘳㘲㐴㑣㑣㔴愵收㕥㍢㈳ㅢ愶㜵户㤲㥣慣㜱愱㤲㌲㤹㘲㤳㈵㜹搹㙡扤㐳敥㜸挴㙥戱〷㌵㉡㠷㘲㈳つ捥㉦散ㅤ㉥㈹ちㄷ戰㄰㌶㕤换㜲㐶㤲ㄳ㤳㜹㥢ㅣ慢㌶㙣ㄷ㔱㐵㡤㌵㔶㠵愵ㄸ㡤㈸ㅡ㐳〴捥㠵愸搳㝦㐲戸㈴㔴〶㝡ㅢ昵㈸㥥㔸㔲摡攸挲㐶㠳㠶愶ㄹ㑤㘸搴ㄴ㐲挴㝣㠴搱慢㍢攱〸㡡ㅥㄳ㡡ㅥ㤳ㅤ㍤㈶㈷㝡㑣㙥昴㤸㜰昴㤸扣攸㌱㘳愳挷㡣㡢ㅥ㤳ㅦ㍤收捡攸㌱攳㘱㘳㝤攲㉡㔷㡥㔶㥦㔱㐵㌷㍣㜲㘸挸攵摤㥦ㅡ搲㉡昷㍦㡤敥㜸㉥㤶〳㌶捤慢㐶攵挹敡㔴㕡㍡戱㜰〲㘷ち搵㤰㜲㔸ㄷ㜶㈹㉤ㅢ㄰㉡㈹㉣晤敦戶㌸摡晢㔴㑤摥愹戴昰㝦摦攴㈸攴扦搲攴㠱昳㐰㜳㈰㙢㘲㘹㔹㜱愱搱ㅣ摢㐶ぢ㘶㥣て㔱愹㕢㙡㤲㜱〱戳㕡㐲〸昱㌶ㅡ㥢つ㕥㜳昸慥㤵攳〷敥敡昵搰慡捡㜷㝤㔵昷㐴㥣攰慣㉡愷㔷晡㌲㕡㔳㕣〴ㄱ㐸㠴愸搴㈵㌵搱㐸㘲㔶㌲㠴㄰慦㈸㈷㔵㠷㕥㌷愵晡扥㍥㔹捦㥣搵扥挵㤹㜳摦扢㔳㜰㔶㜶㥣愴ㄱ㤱づㄱ㘸〳㔱愹㙢㕡愲㤱挱慣㑣〸㈱昶㉡㈷㍦㉤㝥昲摥㌱愹㘳扡慥晢敤㥣㜵〳ㅦ昸㘳㤶攰〸㜷㥣戴㈳攲ㄲ㠸㐰㝢〸散㐹㤲搱㠱㔹ㅤ㈱㠴搸愹㥣㑣慤㤴㜶昸㐸捥㜳ㅤ㔷㕦㔳㜷㙤收㠲ㄳ戹㠲摤㐷ㅥ㌲㍡搳㌸ぢ㈲搰〵挲㜳㌴愴ㅡ㕤㘹搴つ㐲㠸㈷㤴挷㐳挳㤳㠷㑥散㜰㜷扦㔹㡤捦㡣扢攰昱散㔴挱㐳㡣戳㕢㍤㠹攸〵ㄱ攸つ㠱摤捡㌴晡㌰慢㉦㠴㄰て㈹㈷摢戶扣㤴㝦攴户敦戳㜶扣搹㝣攵㜷捤ㄶ㌵ㄱ㍣㐴㌹㑥〶㄰㌱㄰㈲㌰〸愲㔲㤷昴㌶挶㘰㘶つ㠱㄰㘲㤳㜲昲㜹扢搴挱昳ㅦ摦搳㘳㐵攲㝢昷㉤摡㥡㕤㔹㔴愱㌱敤㠶㔱っ㠷〸㕣ち攱㔹户㘴㘳〴㡤㉥㠳㄰㘲扤昲㜸收搱攷㘷㑤ㄸ㤹搷晢戶敤㌹扦㤴摤㔹㘷戹攰昱搲搹慤㔱㐴㡣㠶〸㡣㠱愸搴㌵㈵挳戸㠲㔹㈱〸㈱㔶㉡㈷昵ち愷扥㍡㝥㔸摦扥㑦摤㌱㝤挳㙤攷戶㥦㉥㜸扣㜵㥣攴ㄲㄱ㠶〸攴㐱愰㙥㤹挶㔸㘶㡤㠳㄰㘲愹㜲昲敢攸㈶摦㍥㝥㍣搴㙢收收ㅦ㉥敤搹愴收〱挱攳戵攳㘴㍣ㄱ〵㄰㠱㐲㠸㑡㕤㔲㌲㡤㈲㘶ㄵ㐳〸戱㐸㌹㘹昲㙡摡ㄵ㠷扦㥣搰晢愱户捡㝥ㄱ㤵搷㑤ㄳ㍣摥㍢㑥㑡㠸㈸㠵〸㤴㐱㘰㑦搲㡤㠹捣㥡〴㈱挴㍣攵愴㙥愵慢摦敤㕤㌸戸捦愲攷慦扢㈷㜱收愸㑢〵搷ぢ㡥㤳愹㐴㕣つㄱ戸〶〲敤㥤㙣㕣换慣敢㈰㠴㤸愵㥣㘴摦摣戳攸晡ㅦ搷昷㜹攴慢戶㥦戵㙥㤹㔹㑤㜰扤㈱㥢㙡㍡㡤㘷㐰〴㘶㐲㜸㌶㔵扡㌱㡢㐶戳㈱㠴戸㔶㜹散昵搳挱摦㌷搷㝥戳换昶㐳㈷晢㕤户昶慦㌳〴ㄷ㉦捥㙥摤㐸挴ㅣ㠸挰㕣〸㌴㔵愶㌱㡦㔹昳㈱㠴㤸愸㥣捣㡢戹昳愷换愷㉤散扡晤扤愱㥤戲ㅢ〶搲〵ㄷ㍦㡥㤳㥢㠹戸〵㈲戰㄰愲㔲㌷戴昷㈲㘶摤ち㈱㐴㤱㜲戲攳收捦慦晦慥㝡㠷㕥㍢㐶㍤戳敤散㘹㠳㑥〸㉥㥥㘴摤ㄶ搳㜸〹㐴攰㜶〸捦扡㈵ㄹ㜷搰㘸㈹㠴㄰攳㤴挷晡㝤挶晤戹㜸㐹戵㥥户㕣㌲㌲户晥愳ㅤ㕥ㄴ㕣㠹㌹扢戵㥣㠸扢㈰〲㉢㈰㌰㤱㘵ㄸ㜷㌳㙢㈵㠴㄰㈱攵㘴攷愷㐳㥦敤昱搰挸敥㡦捦㐸愹㜳昰㥡㜷㝦㄰㜵愱㜶㥣摣㐳挴ㅡ㠸挰㕡〸昴愰っ㘳ㅤ戳搶㐳〸㜱㤹㜲㜲挹㑦户㙦慣昱㙣㕡攷挷昶㙦慦戱㜹攳搸摤㠲㉢㐱㔹户つ㌴扥て㈲㜰㍦㠴㘷摤㔲㡣㡤㌴摡〴㈱挴㄰攵昱挸敥㘹㡢敦摦昷㘵㤷㔵㡢㌶て捥㕡㜱挱㙣挱㘵愵戳㕢㕢㠸搸ちㄱ搸〶㔱愹㉢收搷〷㤹昵㄰㠴㄰㝤㤵㤳收摦づ摥昶收昶昷㍢㙦戹散㠲挹搷昶昸敢㉤挱㘵愹攳攴㔱㈲ㅥ㠳〸㍣づ〱㈷挹挶㜶㘶㍤〱㈱㐴㌷慢㙥㡤㈷㙤㝢晦戱晢扢捦㝦愲㜹扦捦㥦摡昳戳攰戲搶㜱昲㌴ㄱ捦㐰〴㜶㐰㠰攵㐴㘳㈷戳㥥㠵㄰愲㠳㜲㌲散扡㐶㡦晥晤挱㈷摤㙦捤㕢ㄵ摥昵晣ㄹ㜷ぢ㉥㡢ㅤ㈷扢㠸搸つㄱ搸〳㠱㈱㤶㘱散㘵搶ぢ㄰㐲㘴㈸㈷㈳ㄷ㘵扣㤳㝥戰㘶户㌵换攳㕥㐹㐹㥣㌳戰敡㑢㔰て㔴换㤷㉥㈵愱挹㔸愴㌸慢换攴搶㠹晣㜷敡㐵㌵搶搴㜹㘹㜹㙤昲㤲㤲㜲搳ㄲ㐳㈹愱搸㐶㜰㝢扡慢㌹㜶攲慡㜹挳昳㡢㜲㡢㈷换攵㕤搵扣㙥昹〵㘵攱ㄲ㤹㐸挸挳㝦收ㄲ㔵愶慢攵㜵㥤㠲㠵㝤㡥戹ㄲ慣㥤㤷ㄵ㉥㈹挳㤲戸㙣慡戳㔶㘸搰㌹㔴ㅡ㜶㤲㉤㤵敦捥挵ㄳ㡢㜲㑢捦昲㔶づ㉥ぢ㤵㠵敢㤷搷㌹㑥㕣戰挱㔸㉦㠷㑢攵㉥㥤㔳ㅥ㌶㉣㔴㌰㌱摣㘹㑡扥愹㍥扢㥣ㅡ㉢攷攲㙣㝦㙤户㤲昰㔵戶搶戵㐷㥤㜰㉡㌷㐹晡㜶搵搲㔴㤹晢搵㈸㙢㕣㜱㘹戸㐸敥㕥换挲〱昹㌹攳挳㈵㠳挳㍣ㄱっ攷捡慡搶愱㑡㉤摦㕢昶㉦㐲㐵戱㈰捦㍤㔷捦㈵搱攱愲摣㜰㉥昶ㄷぢ搸戲愹㐳㐲搹〵攱扡ㄱ㈶㘶㤹㔰㥣ㄹ㤱摤慤㌸㘷㘲㘹㔶㜱㔱㔹㐹㜱㐱愴愶㔳敥愴㄰㑥ㄹ㜲晢ㄶ攷㠶㘳攴㈷捡㤴㈲慡㔲㈵㈱愲㕡㜸慤㔴改扢㤴慢㜳慤㤳㥣㡤㕥㔳戱戱搶㠹㘸散戹慡户㍤㘳㐳敢㘴戴㍦扦挲㍤搱㍢㈱慤ㄳ㉢戴昶攸愴〴㥤ㄱ㌹昰㕡て㐲晢愰ㅤち挲ㅣ㤵搱㑤晤㕤㍡晤昲ㄴ㝢慡戵ち捦晢㘹㕤〱㘹搲慤摤昷晥户挶搱搱戵㔴敤扢㑥挲㠹㘱㡦㔰㔱㙥㐱戸愴挲慢ㄶ㠲㝢㘴扣㑣戱㡦㘲㍦挵㉢ㄴ慦㐲挴㈶㘱㡥昳㘵㤴ㄳ愵㤸㈲愶挶㑥捥捦㉤ㅢㄷㄸㄷ捥ㅦ㍢㡥㙢ㄱ㕣敤㠸㡢㈳摤慥㡦昱㍡戲㡣㌷㈸摥㠴㠸㡦㡦ち扣㐵愳㐰㍣㍥㔱戱㍣扢晢㍦㍦〷㡤〶捡㤰愷扣戸㈰㔱ㅡ㕢㠸㌳敢搲㑡㤵扣㙡摤㈳㔴㍡慥㡣〳慥㘲㈵晤扤㑤昱づ㐴搵㜷㈱晡昶〸ㄷ㘰戸晥㤷慥㘵挴㌶㠱换㔳㥥㌵㜳㐵㔴户㜰昰搴愲㥣㜱㈵挵㐵戸㥥搴㈵㔴ㄶ敡㤴㠳㑢〳愵㈲ㄴ㈸散㔳㥣㌵戱㉣㔰搸㈳ㅦ晦㔵㉤ㅣㄴ㥥㄰づ㤵㘵㘱㌶㉥慢㔶搸〷㤷ㄵ攴㜴搹㌳㜷㑡㙣愱㜹㐵愰㑢戸㌴挷攰愵㠳㥥㤸㝤愶〴戰㠵改戴㙡㈱攷㤳昰㤴㌲扡慥㕣㠸㔳㔲昴ㅡ〳㐶㉤㈵捡摣㈲戲㥡捣戳搰昱㉡〵て㐱戹愹㜹愹㈲㌳㑣㑦昲㐸㡡〳㈵づ㥤㌱㑡㤶ㅦ㈸㐳换昲ぢ㑡㕢㉢㜶㕢㜷㈹挶㜵愵戰扣愲㐶搶〳〱昴愳㐰㠵㙤㔵㝥㍣昳摡㐳晦㥣㙣搳㉤㜶愵㝢㐹昱挴〹攷挰搷㝦换て㝤㐵ㄹ敦㐱慣晡㘱攳挵捤敥摥㝡㔲晤㍦ㅤ㈳㐵㝥〲敦㐳改戹愲㑡㌳搸搹㘹㠴晦攴挷昸㄰晦挵ㅢ㐴昸攸㘲㥢㐲攷㌹捤晡㕣㍣㠹㠵㝤搵㐲㜰㌰愴㈴㉣慦〶挵挹挴搴〹攱㙡㠵挳㡢㑢挶㘷ㄷㄷ㡦㘷㤷愸㉥㔳愵攳挲攱㌲㕥㘲愹愲慥㈸㜱㕢〸㔱愹㔲挴愵ㄳ敤㕡㑣㐳昸てㅣ㠰愸搶愹愰愰㤱攵戱㌴昰㈹戲㉡攱㜰ㄲ㌸㠸㡤㤶㝤戲戲挶昴つ攷收㑦㉣散㕢㡣敢㡡㡤ㄲ摢㕣㤸㤸㜶㘱㜲㘲㔲㜲愳〹昲摡㈱㉥摤ㄴㄷ戵㥥㔲㔰㕡㈸ㅡ㠲㄰㥥扢㍦㕥昸㐱戸敥㉦ㅦ昴戸昹戶㘹㐳づ㜷晥㘵戴㌸㐷㈹㕣㤷㕦㥡愳㠸ち㔶㐲ㄱㄷ㌹㜸扥ㄳ戱ㄲ㜲ㅤ攳捤〳攰晦㕢挹晣敢㔶㌲㤱慢㤸ぢ㑥㜱攸㉥户㡥昱㍤㙡晤扦㜵㠰搷摤ぢ㜳ㅤ㜰〸㠳㐵㌴挰戰攳㜱ㅦ摢㤱ㅦ攳㌰搲挶ㄱ㡡㉦㈱㜰挴㤶㤳㔶㈰摥昸摡㑣㡡ㄶ昸㥦〷㜱攳ㅢ㡡愳㄰戱ㄷ㐰㔴㝣慣挳㜰㤵㔷㌶㜸㔵戴㕡㘱㤷㜰㕥〸户ㅢ攴昱㐹㠴晥晦㍣㝣挵攰愶㡦㜶散慡戸ㄲ搸㜷ㅥㅡ〲攵㔷戸㤱ㄷ挳㜱㠹㍥户㝢戸㘸〸㘶攳搲晦收㔱改扦㜹㜴㌳晥㠳㝡㔸㥦搸㕡攸〸愷㕦㈷搰ㄵ㔵㜹ㄲ㤷ㄶ㘳挶㐴挵戱㠶捣〹㝣〷㈱慦搸扡㡥㝦挷愰㠹㌷愸㜷ㅦ晦愴㑥戴㠴㡥挷㐰㠳挷㥣挰㉦㄰㤵搰㘱㡣㠳搸㄰㠶㍡㐰戸㡥ㅣ㜱㑡攱扡ㅣ摣ㅡ㌰ㅥ㍤㡣摦㠸て挰捣扢愷晦㐱㥢㍦㈹晥㠲搰㝡㍡㐷〵㤲攲㈲晣㉦㝢㍡㙢㘸戰㥦㠸㈴㘴戱户ㅢ搱慣戴晡㠸扦晥㍥㜹㤲㈴㌲㉦挰扢㠸昲慡戳㡢㠸〰㌴昱〶昵㙥㈲愴㑥㈴挳㠱㑤㠴㐱㈲㑣ㄲ㝥㐲〱㥥㠷捦ㅦ㤵挲㜵㌹㍢つ㔸㐹㐲〲㡡ㄳ挷㘰收㑤㐲つ敥㑤㑤㡡㕡㄰ㅡ〹㜵捣愴㐸㠷愳挶摣㤱扡㌴慡〷㈱㌲㤰㤴㈴㥣㠱㤴昵ㄱ㕦敡㈴搴㠷㐶㕥㌵㜷㤱搰〰㥡㜸㠳㝡㌷〹㔲㈷㌲攱搲㡢㠴㑦晣㐸昸㔸㈹㕣㤷攳摢挱㤳㈴愱ㄹ㡡ㄳㅦ晡㤲搰㥣㝢搳㠲攲㝣〸㡤㠴㤶㘶㔲㕣〲㐷㡤昱㘷戴愲搱㠵㄰愲〳㤲㤲㠴搶㐸㔹ㅦ昱㠶㑥㐲㈲㌴昲慡扦㡢㠴㘴㘸攲つ敡摤㈴㐸㥤攸〸㤷㕥㈴扣攰㐷挲㕥愵㜰摤㑥攰㕤㠴㐶昸㌳㉥㘶㜱敤㈸㉥愱㘸㑦搱〱㐲㍣敢㑢㑣㈷摡㜴愶挸㠲㜰㠸攱㤹㥣挸㠲搳挶㜴摣㤵〶摤㈰㐴㔷㈴㜹攲ㄳ㘵㜴㐷搲㜷昵摣〳㑡捦搵㜳慡㥢㡥㕥戰㡤㌷㠸昰搱㠹㙥㈸捦愱㡡㙢㔴㜳搰㙣昵愳㙡㡢㔲戸敥㤳昴〴㔶昶㤷挱㈸㑥㍣攰㑢换㔰敥捤㌰㡡攱㄰づ㉤挶〸㌳㈹㝡挱㔱㘳敥挸㘵㌴ㅡ〹㈱晡㈰㈹晢换攵㐸㔹ㅦ戱ㄶ㘵搸㌳挷㘸㘸攴敤ㄸ㔷㝦戹〲㥡㜸㠳㝡㌷〹㔲㈷晡挲愵㐳㠲㌳㜳㉣昳㈳攱㑥愵㜰摤攷ㄹ〰㑦㤲㠴㝣ㄴ㈷敥昰㈵㘱㍣昷愶㠰愲㄰㐲㈳愱搸㑣㡡㠱㜰搴ㄸ㝦挶〴ㅡ㕤〵㈱〶㈳㈹㐹㈸㐱捡晡㠸㥢㜵ㄲ捡愰㤱户㤳㕣㈴㑣㠲㈶摥愰摥㑤㠲搴㠹㈱㜰改㐵挲㙣㍦ㄲ㘶㈹㠵敢㍥搵㌰㜸㙡㠴㍦㘳㍡㡢㥢㐱㌱㤳㘲ㄶ挵㙣〸㜱慤㉦㌱㌷搰收㐶㡡㌹㄰づ㌱㜲搰っ㠷搳挶㜴㍣㡦〶昳㈱挴〸㈴捤㐱㜳ㄳ㤲扥㠳㘶〱㤴㥥㠳㈶搹㑤挷㉤戰㡤㌷㠸昰搱㠹换㔰愸㐳㤵㌳㘸挶晢㔱㜵愵㔲戸㙥挰㡤㠲㈷搹㕦㤶愲㌸㌱捥㤷㤶㘵摣㥢攵ㄴ㜷㐱㌸戴ㄸ㜷㥢㐹㌱ㅡ㡥ㅡ攳捦㔸㐹愳㔵㄰攲ち㈴㘵㝦㔹㡤㤴昵ㄱ㘳㔰㠶㍤㘸搶㐰㈳敦昳戹晡换㍡㘸攲つ敡摤㈴㐸㥤〸挱愵㐳㠲㌳㘸㠶晡㤱㌰㐴㈹㕣㌷㄰㜳攱㐹㤲戰ㄹ挵㠹㐱扥㈴㙣攵摥㙣愳㜸㄰㐲㈳攱㘱㌳㈹挲㜰搴ㄸ㝦挶㈳㌴㝡ㄴ㐲㡣㐵㔲㤲昰ㄸ㔲搶㐷昴搴㐹搸づ㡤扣㑦改㈲攱㐹㘸攲つ敡摤㈴㐸㥤攰㕤㑤㉦ㄲ㍡昸㤱搰㕥㈹㕣㌷㐰挷挳㤳㈴㘱ㄷ㡡ㄳ敤㝣㐹搸挳扤搹㑢昱〲㠴㐶挲㑢㘶㔲昰戶㘹㘳晣ㄹ㉦搳㘸ㅦ㠴㈸㐲㔲㤲戰ㅦ㈹敢㈳㔲㜴ㄲ㕥㠵㐶摥㘷㜵㤱昰㍡㌴昱〶昵㙥ㄲ愴㑥ㄴ挳愵ㄷ〹攷晢㤱搰㐲㈹㕣㌷㜰㑢攰㐹㤲昰〱㡡ㄳ攷昹㤲昰ㄱ昷收㘳㡡㑦㈰㌴ㄲ㍥㌵㤳愲ㄴ㡥ㅡ攳捦㌸㐸愳捦㈰挴㐴㈴㈵〹㥦㈳㘵㝤挴搹㍡〹㕦㐰㈳敦ㄳ扢㐸㌸〲㑤扣㐱扤㥢〴愹ㄳ㤳攰搲㡢㠴㕡㝥㈴搴㔴ち搷つ攸愹昰㈴㐹昸ㅥ挵㠹愰㉦〹㍦㜰㙦㝥愴昸〹㐲㈳攱ㄷ㌳㈹慥㠶愳挶昸㌳㝥愵搱㜱〸㜱㉤㤲㤲㠴ㄳ㐸㔹ㅦ㔱㔹㈷攱㜷㘸攴㝤㙥ㄷ〹㝦㐲ㄳ㙦㔰敦㈶㐱敡挴㜵㜰改㐵挲㕦㝦昹㉣挱晦㔴ち搷つ昴改昰搴〸㝦㐶㉣慥㕥ㅢ〱㡡捡ㄴ㜱ㄴっㄵㄴ扦〲敡扤㉣慦㐲㥢慡ㄴ搵㈰ㅣ㘲攴㌱㘴〶㥣㌶愶攳〴ㅡ㌰捥㔰捣㐲搲㍣㠶搴㐰搲昷ㄸ㔲ㄳ㑡捦㘳㐸扡㥢㡥摡戰㡤㌷㠸昰搱㠹搹㈸搴愱捡㌹㠶ㅣ昶愳敡ぢ愵㜰㐵〶㌰ㄶ㐰昶㤷戳㔱㥣昸摣㤷㤶㠶摣㥢㐶ㄴ㡤㈱ㅣ㕡㡣㈶㘶㔲捣㠱㈳㐹㑤㔳ㅡ㌵㠳㄰昳㤰㈵晢换㜹㐸㔹ㅦ昱〱捡戰㡦㈱㉤愰㤱〱〸慥晥㜲〱㌴昱〶昵㙥ㄲ愴㑥捣㠷㑢㠷〴攷ㄸ昲㥡ㅦ〹慦㉡㠵㉢戲㠱戱っ㤲㠴ㄴㄴ㈷昶晢㤲㤰挶扤㐹愷㘸〳愱㤱㤰㘹㈶挵㉤㜰㈴㐹㘸㑢愳㡢㈱挴㈲㘴㐹ㄲ摡㈱"}},null,null,"㜸〱捤㝤〹㝣ㄳ㘵晥㝥摦搲㠶㑥㈸戴ち㉡㈰㙡㤰㉡㈸〸㉤户㈲㈲戴㜲挸㔵㈸㠸ㄷ搶搰愶㌴㤰㌶㤸愴ㅣ㥥㠸扡攰㡤〷捡愵攰㝤㉦ち慣㜸慣㙢㔱㕣㉦㕣捦昵㐲搷㡢㕤捦㕤㔹㡦昵㐲晤㍦捦㜷㘶攲㈴昳㑥㥡㥦㝦晢昹ㄸ挸搳昷晢㝥㡦㜷收㜹㘶㈶㤳挹㍢㐹㡥捡挹挹昹ㄹて晥攵㈳㡦㡤㙥㔵㡢攲㠹㔰㐳摦昲㘸㈴ㄲ慡㐹㠴愳㡤昱扥㈳㘳戱攰愲〹攱㜸愲つ〲㝣搵㘱昸攳昹搵昱昰改愱㠲敡昹愱㔸ㅣ㐱昹㌹㌹〵〵㐶㉥晣㕤慣㘷戱㙤ㄸ捣㌲昲〸㠸捡㌱㝣㠴戶㠴〲㠲㐱昰ㄳ摡ㄱち〹敤〹ㅤ〸㐵㠴㘲挲ㅥ㠴㍤〹ㅤ〹㥤〸㝢ㄱ昶㈶散㐳攸㑣攰昸㐶㔷挲扥㠰挲㙥㠰慡昲㔱㤳㘷捤挱摡㔴㈵愲戱㔰㥦挰㜱收㌲てㅦ搲㜷㐰摦戲搲搲挱㝤㑢晢〴捡㥢㈲㠹愶㔸㘸㜸㘳愸㈹ㄱぢ㐶晡〴㉡㥢㘶㐵挲㌵攳㐳㡢愶㐵攷㠶ㅡ㠷㠷㘶㤵づ㤸ㄵㅣ㌸戴㙣攰愰㐱㜵㠷ㅦ㍥戴㜰㍦ㄴ㥥㔸㍥慡㌲ㄶ慡㡢晦㐶㈵昷㘷挹挹攵愳晡㑥ち㈵㝥愳㤲〷愰攴愴昲㔱ㄵ搱㠶㘰戸昱户愹㤹㑦㍤〷㔴㠴㙡挲ㄴ㍥ㄴ㡡㠵ㅢ㘷昷挵㐲愷㤰っ㙢㐸摦搱㘰扢㈶ㄸ㑦㤴㠷㈲㤱愹愱㍡㙡㕥搸㐰挲㐲戱㔰㘳㑤㈸摥愱攱㤸㠵㌵愱㠸攵㡥ㄷ㌴ㅣㄷ㡣㑤ち㌶㠴昲搸㈸㙡㌰㌵ㅢ㔷ㅢ㙡㑣㠴ㄳ㡢摡㌷㑣㡦㠷愶〶ㅢ㘷㠷ㄸ㤲摦㌰愶㈹㕣㥢㤷愷昲昲㜲摡昴搴㉤㡣〸搳㜷㜴慣愶扣㍥ㄸ㑢㠸㐵挹捡㜴戱㡥慤㐳ㄶ㍣㘵戱戸〵〵搲戲㈸㔲㔵戸㘱㝣㈸搶ㄸ㡡㜰㄰㑡搷㍢㉤㐸㌸㌱㤹㑦㤲㘳慦つ㜵㔱敤慣㝤㡤慢挲㔱㡣〰愱㍢挰㜷㈰㘰摦㜱㡤昱㐴㄰扢㘱㙤愰㌲ㄶ慥〹〵づぢ㑣㥤㍥㈴㔰㕥㌵㈱㔰㘶昴㘰㘸〹㐰攵敤挰㍥散㉣挵晤㈸户㍡㤸㕢㍤㉢户扡㈶户扡㌶户㍡㤴㕢㕤㤷㕢㍤㍢户扡㍥户㍡㥣㕢㍤㈷户㝡㉥㘲散㐷㐱摢戶戹搶㘳㡦㑤㌷扦昱㘴晢㤷㡦扤昶愳㑢㡢摡晦㜹晢㌸挵摤㔶昶摦㠳搱㌰㝡〲㝣扤〰㕤愷㠶㠲㌸㌸捣て〵㉡愳ぢ㐲㌱㔹戲㌲㔹戲〱挶㈱㡣㍣ㄴ愰搴摦戱㘴㕣扡挷收㔴搷㑥扥㝢搹攴昳搶晥慢摤㌵㔳戶㠵ㄵて〴㔲戶て㠳て〳昸晡〲扣换㤶ㅡ晤ㄸ㔹ち㔰敡㜹慢散晡晣收㘷昲㡥㙣㕦扥散攵㙢づ捥㙤㍢㝡愳攲愱㐵捡昶㘷昰〰㠰㙦㈰㐰㔷㜶㤰戵戴㠳ㄸ㌹ㄸ愰搴搳㔶搹攸ㅢ㥢摥ㄹ晦敤昴㔱㝦摡㜲昴扤㍤ㅡ㠷㤴㈸㙥戸㔲㜶㈸㠳て〷昸㡥〰攸捡昶㤷戲晤㡤㘱㡣㍣ㄲ愰搴攳㔶搹㕥晦慥㝡改挳扣晥攳㉥扥㘳昹㔷㘵愷㤷㥦愹㜸昸㤳戲㐷㌱㜸〴挰㜷㌴㐰㔷搶㕣摡㌲㘳㈴㈳㐷〱㤴㝡挴㉡晢捦㠵㉢㉡㤷昷敥㍣㝥搹ㅣ㕦挵㠶敦㍡摥慦㜸㐰㤵戲ㄵっ㍥〶攰ㅢつ搰㤵ㅤ㘰㤱㌰㠶㤱㘳〱㑡㙤戱捡㥥㝣㑡摤愴改㑦㉥ㅢ昹搰晡扥捤㤷㝦昰㑥㠹攲㈱㕡捡ㅥ换攰昱〰摦〴㠰㜶㈳ㅤ㙡搵㥤挸搰㐹〰愵敥戳敡㡥㝢昰挹户づ㍦愸㝡攴捡㘵慢㡢㑢扦戹㘰扥攲搶㉡㜵㉢ㄹ㍣〵攰㥢ち搰搶㌵㘹㈸㌵慡ㄸ㍡つ愰搴㕤㔶摤て晢搵㕤摢㘱攲搲㤱㜷㙤昴㥤㜹摦ㅥてつ㔶㝣㈱㤱扡挷㌱㜸〶挰㜷㍣㐰㐷挳㐰㔹摣㔲攳〴㐶㥥〸㔰敡ㄶ慢散搴ㅤ敦㑤扤愱攳摦挷㙦㜸㘶昵㐹㑦㝣扢攸づ挵㤷㈶㈹㝢㌲㠳㘷〲㝣愷〰戴㡢㙢搲搰摦愸㘶攸愹〰愵搶㔹㜵㝦扣㙡挵愷摢㕥搸㝦昴挳㠹つ㙢晦㍣㜹㔶愳攲慢㥤搴㥤挵攰ㅡ㠰慦ㄶ愰㕢㕣㥢㠵㄰㈳敢〰㑡慤戲捡㍥㝡㝦昰扢昷㌶㝣㌴昲㤲㙢㕦扤攵捦户慥㍢㐳昱昵㔳捡搶㌳㌸っ昰捤〱攸捡㥡㥢㙥㤹挱㐳㠳ㄱ〱㈸㜵㤵㔵昶改搱摦敥戱敡挴戶攳慦㍦㝥挵挷て挷㡥ㅥ慣昸㡡㉣㘵ㅢㄹㅣ〵昸收〱戴㉣搸散㥥挶搰ㄸ㐰愹㑢慤扡〵㡦㑤㍡昱扢㤹昹愳搶ㄸ慦㉥㝤晤扥㔵ㅤㄴ㕦攴愵㙥㠲挱㑤〰摦㝣㠰㙥㜱捤㙤㜷愰戱㠰㤱ぢ〱㑡㉤戵捡㜶㥤昱收扡㤹捦㤴㔶㍣扡㘶晤敡慥㙦㌵㥥慥㜸摡㈰㘵㑦㘷昰ㄹ〰摦㤹〰㕤㔹㤳㠵㐱挶㔹㡣㍣ㅢ愰搴戹㔶搹攷㘷て㝦敦ㅦ㔷扤㍡㝡㝤攲收㜷㤷扦晤挲愵㡡㈷㈲㔲㜶㌱㠳捦〵昸㤶〰扣换づ㌰捥㘳攴昹〰愵捥戰捡㕥昴㐴愷攷扢㍣㜴挱搸ㄵ㌹扤㔶慤捡摦㜵㤲攲愹㡤㤴晤〳㠳㤷〲㝣换〰扡戲㈶户晤㡤ぢㄹ㜹ㄱ㐰愹㈶慢㙣愷愳ㅥ㥢搴收ㅡ晦愸㑤㕤㥥摢㝢挳㕥户㜷㔴㍣㔹㤲戲㤷㌰昸㔲㠰敦㌲㠰慥慣㜹㈸敦㙦㕣捥挸攵〰愵愲㔶搹户㘷㔴慥攸㜲㔸㡦㘳㌷摣㜳昶捦㥢㉥㕥㜱㥥攲改㤷㤴扤㤲挱㔷〱㝣㔷〳扣换づ㌲㔶㌰昲ㅡ㠰㔲㘱慢散㌵㡢㝦攸收ㅢ㜶挴愴㝢㑢慦ㅥ晥㐶搱捥㕡挵ㄳ㍡㈹扢㤲挱慢〰扥搵〰敤ㄶ㘶扥㈶㤶ㅡ㙢ㄸ扡ㄶ愰㔴㡤㔵㜷敢㠲昶㕢㙥㘹㉡㍢收㥥㜹晢㍥㝡晥昵㝦㕣愰㍡挳㉤㜵慦㘷昰㍡㠰㙦㍤㐰户戸收ㄶ㔶㘶摣挰挸ㅢ〱㑡捤戴捡慡㈱㥤敦敢㜶㜷捦㡡ぢ㥥㈹㝢㜰敦晦扥㌶㔹昱慣㔳捡摥捣攰㕢〰扥㕢〱摡挵戵㐵扢㡤愱户〳㤴㥡㘱搵摤㌹㘷㘱散戶㍦㥣㔲㝥㔳昴愳愳摥ㅢ搶㙦愵敡ち户搴扤㤳挱㜷〱㝣㜷〳㜴㡢㙢㤶㉤㌳敥㘱攴ㅦ〱㑡㑤戱捡㙥㙥㝢㝦㑤㔳挹㉢攵㤷晣慦昴昲ㅤㅤ㙢㌶㈹㥥ㅡ㑢搹㝢ㄹ㝣ㅦ挰户ㄱ愰㉢㙢㙥ぢ〳㡤㑤㡣摣っ㔰㙡扣㔵㜶㘲搷㡢晥㌲搹搸㍤㜶挹㑦㝤㘶㠴扢㥤㔱㔵㜸㍦摣㔳慣㤳㥡㡡㔸㜰〱捥っ㝦㌹攷散摦户㤴晦㕡㍥搵挶㤹㜶摤愰扡㈱㜵㘵㘵戵㠳㑡㠳〳㠲昹〱㤴捤昶ㅣ㡦㍢㑦㘱摤㡣㜰㘳㙤㜴㠱㥣昴ㄵ搶㡤づ㐷ㄲ愱㤸ㄸ㐵㜵昸㘳㥥戸㡡摤扥敥㤸㠵㌸摤慦㌱捦て㍢搵㤵㠷㘲〹㥣㈸㈷ㄶ晤㜲搲搸㙤㔴㌰ㅥ晡挵散㙤搵ㅥㄵ㙤㙡慣㡤敦慢㜷㔶㈵㠲㠹㔰搷㜴摦㉦㐵㕣㘹㔵㌸㡢づ挵㘵㤱昶㑦㑦㍢㉥ㄸ㘹ち㡤㕣ㄸ㌶摤晢愵戹㜱㍥ㅤ㥤攵敤ㅤㅤぢ㥤㤶昴扡㤶㘸愴㥣挳搱敦㕡㑢搳㘵㉥㔷愰扣㍥ㅡて㌵捡攲昵㙥愸っ搷捣つ挵慡㐲㝣㝢ㄸ慡㤵㔵摤㡢㉥敢愴扥昷攴㐶慣㈸㑥搳㙢て㜴昶㤲攸㔰㘳㙤愸ㄶ换㍢て㉣㉦㥡ㄶ㥣ㄵ〹敤㥤ㄲ㘲㡥〹㐷㤷㤴敥搱搱㥡愶㜸㜹戴㌱ㄱ㡢㐶㔲㍤㈳㙢攷〷昱㐶愲㜶㘲戴㌶㤴㈷㡦ㅣㄳ㔵㑥㥢㌶㑡攵昴搲㥤㤱戳㜶㥣攷散㡥㡤㠴敦っ㌲〷㍢㌶㈲〶㙢捦昵㤳㤵搱㜰㙣㘴㡣㍦㈴攳㤲㌸㌷㐲㐶㤷㘶㡣搶㙣愴㑣敡㥣扡攳昵㥤ち㝤愰㐳㈴挴扤㌲户挴扢攴㉦摢㘵ぢ㑢敡㔰㠵㔷〳ㄸ㥤㠱㌴㈹㥢摣昶㕡㌷㌸㌷户愳戵昶挷捣挷摢挵戱挱挶摡㐸㈸㤶昱㕡㠶攲ㄲㄹ㕢〸て㄰ㅥ㈴㍣㐴㜸ㄸ㤰㕦㠱㘳㥣㈷愳㜹㠸㔰ぢ搵愲晣〵攱摡㐴扤慦㍥ㄴ㥥㕤㥦㐰ㅦ慥㠱ㄴㄴ㤰㙥搷挳㜸〴㕤挶㕦〸㡦〲晣晥ㅣ㕦㌳晥收昸晣㜸攴攴昳㍤摦晦晤㥤㘹㉥戲っ㜹㈳㡣换ㄴ昱晣〶扣摦㡥户㘹愳㕢敢戱挱㜸㝤㠲㍢㕣㘶㈷敢㙤㈵㍣〶㈸㝣ㅣ㌰㜱㙣㈸㠲摤昵㌷扡挲㤱摦〳㈵㕢㝣㉦捤戳戵扤ㅢ慡ㄶ㌵搶搴挷愲㡤戸捡㔴ㄱ㑣〴㐷搶攰㠲㐱㕣〵㝤つㄳ愲攵㑤〹㕦挳搸㌰晥ㄴ㌶㑣つ捤ぢ〵ㄳ攵㌸ㅡ㈷摡㌷㑣挰挵〶㌹㕣㡥慢㕤㤸摦㘰㕥㈷愸〸挵㙢っ㕥㔰ㄸ㠷愳捦㐲ㅦ㕡㌸㥣ㄶ㌶昰㜸ㄲ㕡㤸㘰改戶つ㤵㐱㕣㤰㐸ㄸ〸敡㉤㔹㘶㡢㤹敤愵捦捥昶㕢ㄶ㉡ㄴ㑢搳㔱愵㥤㜴㤸㤵㜲戸㠱攰㠵ㄲ㉦戲㜹ㄶ愶敦㈸搳ㄳ攱㐸扣慦挵㙥摦㡡㈸慥㌶㠵攴㍡ㅢ㔹昷昹戰ㅤ昹㌲㙡㤵扥㍦昳㡡挴攴㥡㔹㘶㔹㉣捡㤸㔸戴㘹摥晥愸昵㕢搵㘱慤ㅣ㘳ㅢ㘰摤㝦敦ㅣ㜶搰㜵ㅢ㝥戶晥㥥㠳㍤㐵ㅥ扥㈷攰搴㥥昱搸ㄷ㉤㥡ㄱ挰㔰晣㤱㠷昱㈴晥昸つ收ㄹ捤〰户㉦扦〴摤摡㠳慤挷㠵㤵㝣挴ㄷ㌶㠰㠹㘹戱㤰㕣㈹㉡㄰㘳搱扣㔰晢㠶ㄹ搱搸摣㔹搱攸㕣㙥ㄸㅤ挴㡡搷㠷㐲〹㕥㝥㘹㘷㕤㙤㘲㕢㈹搵愶㑤捡〵ㄵ挷㜵㥡〳㔰摦昷㉣愰晤挸㐸㈴㘰㔷㡣晢戶愳慢つ㕥㔴㝣捦愱搱㝢㐲㜹㜹昵挴㔰㙤戸愹㘱㘲ㄴ搷ㅣ〳愵㐳づ㉢ㅤ㜴㔸晦搲戲晥㠱㜹㜲㕤㌱挸㉢慢㝤ㄷ㐶攲つ慡㍦搶㥡ㄷ㐹敡㐶づ晢散昳㑢㜶㑥㍥昷换㡢晦戱㌸ㅡ摦愵捡㉣㠷敢愲捣挱ㄸ㈲㠰愷昱〲攱㐵挲㑢㠴㤷〹慦〰㔴㙦愴昲〸㠶㜶敡挳㜸ㄵ戶昱ㅡ攱㜵〰㡥㍤㐲扣㜹ㄸ㔲㍤搱挵㐳㤱昱㈶㘱〷㐰昱㙡づ昷摡ㅣ攳㉤㠰愷昴㙦挳改㝤昶㌸挰慤敥㍢㐸昰ㅢ㑣昳昰愹㐳攱愳晡〶搹㌶挸慦㐱㙥㔵㔷㡢ㄶㄷ㕦㕤㉣㠷敢㙡㔳ㅦ愴〵㤸晦ㄱ攱㘳挲㈷㠴㑦〹㥦〱㔴㐷㑦扥晥挳㤸捦〹扢〰㘹㝣ㅤ㠶㉥攱敢ぢ〶㝣〹㔰晤〰㈶㕦㕦愱攵挹搷搷㜰㝡昳㔵敡收攴ㅢ㈴昸つ愶㜹昸㔴㈹㝣㍡扥㜲扤昸㔲㤶㘳㝤晡㘵戴晥愸ㄴ攰㐸㌹ち挰〳㤸㤱㑢㘸㐳攰愷〴敡㠷㥦扣戶㉦ㅦ㘳摡ㄲち〰㘹㝣つ㐰搱敥㉣散㘷㐰㍢㠰ㅡ〴搳攴慢㄰愶㈷㕦敤攱搴昱㘵㕦挶㙢㐶ㄹ慣㑥㜲㠳㌷㡡㤰攰㌷㤸收收㑢㝣㙡㌰㔲㜴㝣㝤㠲㜵搳敥㡦ㅦ㕢づ搷昵挱愱愸ㄴ挰搳攸捣攱扡㄰扡ㄲ昶㈵㜴〳愸て㍣昹摡㥦㌱〷㄰〲㠰㌴扥づ㐷搱敥㉣㝣㈰〳㝡〰搴㌰㤸㈶㕦㈵㌰㍤昹㍡〸㑥ㅤ㕦昶昵挹㘶㤴㐹攱慢㈷ㄲ晣〶搳摣㝣㠹㑦ㅤ㠹ㄴㅤ㕦㉦㜹昱昵愲攵㜰㕤昸㍣ち㤵〲㜸ㅡ愵ㅣ慥㡣搰㥦㌰㠰㌰㄰愰㥥昵攴㙢㌰㘳㠶㄰㠶〲搲昸ㅡ㠱愲摤㔹昸〸〶っ〳愸㤱㌰㑤扥㡥㠴改挹搷㜰㌸㜵㝣搹ㄷ㕥㥢㔱㈶㠵慦ㄱ㐸昰ㅢ㑣㜳昳㈵㍥㌵ち㈹㍡扥ㅥ昲攲敢㐱换攱扡愲㕢㠱㑡〱㍣㡤戱ㅣ㙥ㅣ攱㔸挲㜸挲〴㠰摡攴挹搷㈴挶㑣㈶㔴〲搲昸㍡〶㐵扢戳昰㔴〶㔴〱搴ㄸ㤸㈶㕦搳㘰㝡昲㌵ㅤ㑥ㅤ㕦昶ㄵ攵㘶㤴㐹攱㙢〶ㄲ晣〶搳摣㝣㠹㑦㡤㐵㡡㡥慦ㅢ扤昸扡挱㜲戸㉥㔵ㅦ㡢㑡〱㍣㡤㔳㌹㕣㤰㌰㡢㔰㐳愸〵愸㌵㥥㝣搵㌱㘶㌶愱ㅥ㤰挶搷㜸ㄴ敤捥挲㜳ㄸ㌰ㄷ愰㈶挲㌴昹㡡挰昴攴慢〱㑥敤愹㤱㝤愹扣ㄹ㜵㔲〸㡢㈲挳㙦㌰捦㑤㤸昸搴㈴愴攸〸扢挸㡢戰ぢ㉤㠷敢ㅡ㝣㈵㉡〵昰㌴ㄶ㜲戸㐵㠴搳〹㘷㄰捥〴愸昳㍣〹㍢㥢㌱攷㄰ㄶ〳搲〸㥢㠲愲摤㔹㜸〹〳捥〳愸㉡㤸㈶㘱攷挳昴㈴散〲㌸戵㠴搹㔷扦㥢㔱㈷㠵戰愵挸昰ㅢ捣㜳ㄳ㈶㍥㌵つ㈹㍡挲㘲㕥㠴㥤㘶㌹㕣ㅦ㉥ㅣ㠷㑡〱㍣㡤攵ㅣ敥ち挲㤵㠴慢〸㔷〳搴㕣㑦挲慥㘱捣戵㠴㤵㠰㌴挲㘶愰㘸㜷ㄶ㕥捤㠰㌵〰㜵〲㑣㤳戰戵㌰㍤〹扢づ㑥摤ㅥ㘹㕦㝥㙦㐶㤹ㄴ扥搶㈱挱㙦㌰捤捤㤷昸搴㠹㐸搱昱㜵愲ㄷ㕦㈷㔸づ搷愷㈶㈷愳㔲〰㑦攳㜶づ㜷〷攱㑥挲㕤㠴扢〱慡捡㤳慦㍦㌲㘶〳攱㕥㐰ㅡ㕦㌳㔱戴㍢ぢ㙦㘴挰㈶㠰慡㠶㘹昲戵ㄹ愶㈷㕦㝦㠲㔳扢㠱搹㥦摡㌴愳㑥ち㘱㕢㤰攱㌷㤸攷㈶㑣㝣敡㔴愴攸〸ㅢ攵㐵搸㐸换攱晡㌸㘸ㄶ㉡〵昰㌴㥡㌹摣㔶挲㘳㠴挷〹摢〰㙡㤸㈷㘱㝦㘵捣㤳㠴愷〰㘹㠴搵愰㘸㜷ㄶ㝥㠶〱捦〲㔴〸愶㐹搸㜶㤸㥥㠴㍤〷愷㙥〳昳摣㈱㥦㐷㠲摦㘰㥡㥢㉦昱㈹㝥㜸愵攳敢㔰㉦扥づ戱ㅣ慥捦戹敡㔱㈹㠰愷昱㍡㠷㝢㠳昰㈶㘱〷攱㉤㠰敡攱挹搷㍦ㄸ昳づ攱㕤㐰ㅡ㕦晣挸慣㍢ぢ扦捦㠰て〰㙡㉥㑣㤳慦㥤㌰㍤昹晡㈷㥣㍡扥散捦搹㥡㔱㈶㘵晢晡㄰〹㝥㠳㘹㙥扥挴愷㈲㐸搱昱戵愷ㄷ㕦㝢㔸づ搷〷㜸㡤愸ㄴ挰搳搸挵攱晥㑢昸㠲昰㈵攱㉢㠰㙡攷挹搷晦ㄸ昳つ攱㕢㐰ㅡ㕦㔱ㄴ敤捥挲摦㌳攰〷㠰㍡つ愶挹搷㙥㤸㥥㝣晤〸愷㜶㠷昴㍣㠲晤㡣っ扦挱㍣㌷㘱攲㔳㌱っ慤㈳散晢ㅦ㍤捥昱扦戳ㅣ慥㑦㈶㜹㜹㉦㠰愷㔱㤰ぢ攰㑣㈷挳㑦㘸㐷㈸〴愸㉦㤱慡㝦捦摤㠱㌱㐵〴㑥㡡㑡㈳慣〹㐵扢戳昰㥥っ攸〸㔰ぢ㘰㥡㠴㜵㠲改㐹搸㕥㜰敡㌶㌰晢㤳搱㘶㤴㐹搹挰昶㐱㠲摦㘰㥡㥢㉦昱愹㠵㐸搱昱昵扥ㄷ㕦敦㔹づ搷㐷慥愷愳㔲〰㑦㈳挰攱扡ㄳづ㈴昴㈰㤴〰搴づ㑦扥づ㘶㑣㑦㐲㉦㐰ㅡ㕦㘷愰愸昰㜵㈸〳㝡〳搴㔹攸㌲昹敡〳搳㤳慦挳攰搴昱㘵㝦攴摢㡣㌲㈹㝣昵㐳㠲摦㘰㥡㥢㉦昱愹戳㤱愲攳敢ㄹ㉦扥㥥戶ㅣ慥捦㤲ㄷ愳㔲〰㑦㘳㈸㠷㍢㥣㜰〴㘱ㄸ攱㐸㠰㝡摣㤳慦愳ㄸ㌳㠲㜰㌴㈰㡤慦㜳㔱㔴昸ㅡ挵㠰㜲㠰㍡て㕤㈶㕦ㄵ㌰㍤昹㍡〶㑥㙦扥㌴搷㜴挶㈰挱㙦㌰捤捤㤷昸搴昹ㄸ㔹挷搷㐶㉦扥敥戳ㅣ慥て挹昹搹㜸〰㑦愳㤲挳㑤㈱㑣㈵㔴ㄱ愶〱搴㕤㥥㝣ㅤ挷㤸ㄹ㠴攳〱㘹㝣㉤㐵㔱攱敢㐴〶㥣〴㔰晣㜴摤攴敢㘴㤸㥥㝣捤㠴㔳挷㤷晤㜹㙦㌳捡愴㙣㕦搵㐸昰ㅢ㑣㜳昳㈵㍥㜵ㄱ㔲㜴㝣慤昶攲㙢㤵攵㜰㝤晡㝦〹㉡〵昰㌴敡㌹㕣㤸㌰㠷㌰㤷㄰〱愸慢㍣昹㙡㘴㑣㤴㌰て㤰挶搷愵㈸㉡㝣挵ㄸ㄰〷愸换搱㘵昲㤵㠰改挹㔷ㄳ㥣㍡扥散搹〷捤㈸㤳挲搷〲㈴昸つ愶戹昹ㄲ㥦㕡㡥ㄴㅤ㕦㑢扣昸㍡搷㜲戸愶㌵㕣㠹㑡〱㍣㡤挵ㅣ敥㕣挲ㄲ挲㜹㠴昳〱敡っ㑦扥晥挰㤸愵㠴㘵㠰㌴扥慥㐲㔱攱敢㈲〶㕣っ㔰㉢搰㘵昲㜵〹㑣㑦扥㉥㠵搳㥢慦㐱㙥㑥㉥㐷㠲摦㘰㥡㠷㑦㕤㠳㤱㜵㝣捤昱攲㉢㙣㌹㕣昳㌵㔶愲㔲〰㑦㘳㈵㠷㕢㐵㔸㑤㔸㐳㔸ぢ㔰㌵㥥㝣㕤捦㤸㜵㠴昵㠰㌴扥㔶愱愸昰㜵㈳〳㙥〲愸㌵攸㌲昹扡ㄹ愶㈷㕦户挰愹㍤愱戰攷㡢㌴愳㑥捡〶㜶ㅢ㌲晣〶昳摣㠴㠹㑦㜱㜶㠹㡥戰愹㕥㠴㑤戱ㅣ慥㠹㈸搷愳㔲〰㑦攳㕥づ㜷ㅦ㘱㈳㘱ㄳ㘱㌳㐰㡤昷㈴散㝥挶㙣㈱㍣〰㐸㈳㙣ㅤ㡡ち㘱て㌱攰㘱㠰扡〱㕤㈶㘱㝦㠶改㐹搸㈳㜰敡㌶㌰㝢㈲㑣㌳捡愴昰昵㈸ㄲ晣〶搳摣㝣㠹㑦摤㠸ㄴㅤ㕦㐷㜸昱㜵戸攵㜰捤戰戹ㄹ㤵〲㜸ㅡ㑦㜱戸愷〹捦㄰㥥㈵㙣〷愸〱㥥㝣晤㡤㌱捦ㄳ㕥〰愴昱㜵ぢ㡡ち㕦㉦㌱攰㘵㠰扡つ㕤㈶㕦慦挰昴攴敢敦㜰㙡㌷㌰捦㈳晥㙢挸昰ㅢ捣㜳ㄳ㈶㍥挵昹㐰㍡挲づ昴㈲慣扢攵㜰㑤ㅤ扡ㄳ㤵〲㜸ㅡ敦㜲戸昷〸敦ㄳ㍥㈰散〴愸㝤㍤〹晢ㄷ㘳㍥㈴㝣〴㐸㈳散㉥ㄴㄵ挲㍥㘱挰愷〰㜵て扡㑣挲㍥㠳改㐹搸扦攱搴㙤㘰㈶㕦㘵㙥㑥㍥㐷㠲摦㘰㥡㠷㑦㜱愲㤳㡥㉦扦ㄷ㕦㠶攵㜰捤㠹扡ㄷ㤵〲㜸ㅡ摦㜲戸敦〸摦ㄳ㝥㈰散〶愸㌶㥥㝣晤挴㤸㥦〹㥣㔶㤵挶ㄷ愷㔷〹㕦戹昰ㄹ㙤〰㙡ㄳ扡㑣扥昲㘰㝡昲挵愹昶㍡扥散㌹㔹捤㈸㤳戲㐳戶㐵㠲摦㘰㥡㥢㉦昱愹捤㐸搱昱昵挵㙥㡦㜷㐴晦戵ㅣ改㤳扤昲户愰㔲晡愷摡㌲攵㍤㌹つ挶㌱挱愶〳㠲㝤㜵搳ㅢ挳㠹㜸扢扡㤱㑤㠹攸攸㜰愲㈲㥥㈸慣〳愰㈹㈹㕤㘵挶㠸㈳愹㜷摤㜱攱搰㠲㘹昸散昶〰户ぢ㜷〳㤴㌷挵ㄳ㔱昹挰㝥㝦户扦㈲㍡㈹㥡愸〸挷攷㐵㠲㡢㑡㌴㙥搳㌳愳㍥搴㠸㈹㑣㌱捣㘴㙡㈹㈸㍡㙦㕥愸㔶戳㡣㔵搱愶㔸㑤㘸㕣挵敦㘱ㄲ㤴㌲㘷ㅥ㘰㔳攵昴㈷㜵㤰昷愴ㅦ〷敦晢㐱㥢㕣㝣攸慤㝥摤ㅣㅡ㕦㌱㌶㌷㔵㠲㍢㜴昰㌷㠷挳㜲㑥ぢ㈶戵㍣搰攲〶攲㤸㔴搵づ挱晥㍡㠸㙡昶戵户㘶敤攱ㄶ㠸㜰㙤挸㙦㔹ㄳ挳㡤ㅤ慣收攴愶㐴㡡㈷戸戰愳攵挱攷昲㤳ㅢ㈱㝣㑤㌰㔶晢㝢搰〴㉢㠶㠷㈹㠸昲攱摦慦愳搹㉣㤳㤳戳㡢㔷㌶昸搸㜵づづ㌴攴㤹㌳㤷戴㔳㈴㤲㍢㈲ㅡ㡥昹㘸㐵㠸㙦㑦慡㤳摤〵戴㈶㠶㠲㡤愲㐰㔵愲戶㈲㌴扦㠳㐴㠴戰㘹攳昶㥢㐸愸㘳慡㈹戳㘸㡣扡㤱戳攲搱㐸㔳㈲搴㈱搹㤲㕤摣愸㥢ㅡ㡡㘰㡡挳晣㔰㘱戲㔵㔹㤳挰散换㘴㍤捥ㅢ晣晤愸〳㐶昲㉣㠵㤴㘸攴换㜰㘴㑢㕤〹敥㍤扦㔲㔱〸㔹㈷㡦晦㡣㔰慢㔷昱㜱挷㠸ㅣ扢㐱㙤㈱㉥㘷愴㘵㍦㜹㤰㝢㔱㐷㝢㑥慢㜹㙣㤳挳㔶愱摤挷㜹㝢敤敢攴㠸㠷挹戹扣昳慡㠸扢㑤〴户挴㈵挲㌵戸搹㘸㔱㠷扡㜱㡤㌵㤱愶摡搰㠴攰慣㔰挴㍥㕡㐷㘳つ扦ㄳ扤昲戸昹㥢㕡㘵攰挵㥡㔱㌹づ户㉡摡㔳ㄵ㝦昵〱づ㤷收散ㄷ㔴搴㌰㘵㜹ㄸぢ昱㝦㥥愵改㐷搲㥥扦捣㌱㤶㥢搹㜰㐸㜳㜵昱㔸挶愹㙣挹㠹㥥戲户㌹挲㈶㐴㈷㐴㌱〹户搶搱㌵㌶㙣㜶晤㙥昶㈹㤱挸攷昳晤摡㤷ㄵ㜰㠵挷㉥㙢㐶〷づ㜶愶㍤㠲愷㔷摣㌱ㅥ㠱㥤㍥〹捥㜱晡㈱慦昸㜲〰㉣㐶㘰ㄱ㡦㕥收改挲戴㜰㈲ㄲ㙡㔷㈷㝥㘹ㄷ㜰㜷㈰㥢㙤敢愶搵㘳搲㔸㐵晢扡㌱戱㜰㙤㈴摣ㄸ攲愹〷㈶㠵昳〶挲〹愱搹㤸扥㕣ㄹ㡤㠷㌹㜳慢㝤摤戴㔸戰㌱㍥㡦昳〶㙢ㄶ敤㤹㘲㠹㔸昹㜵愳挲㡤搸㜹捣㌱搹㉥慡慢慡㡦㉥挰㙤戵㑤つ㡤㘳㠲昳攲扦ぢ愱慣㤷ㄲ㌰㘴敥㔱戹㉡㌷㔷ㄵ攴ㄶ晣摡搷㈸㙣攱㈸挹昹㐳戹〴㑢慡扦愰㤵㘱㕦愵㑡搶攴㜱敥慢㕣愶㤴摢㐴戵㌳㕡㤳昷㈴昳昸㙢㜴挲づ㕡戸ㄷ㘰摣㤸改攳㝥戹攵攰晦攷〶摦晣㐷㔱㌸挳慢㠰㙣ㄵ挹改捤㝢㈱戸㠳戹愵戰㡦ㅢ㡥㈱㠲搳㑡摦晡晣㜵ㄲ挳つㄱ㉦㥣っ㘷㜳㌴㘶愴ㄶ㘲扦挷㔱ㄷㄳ㜹㜱戸敤㘰ㅡ㍣㠷㙢〸㐶攲㤶慦㍣摡搰㄰攴㤶挵慤戲ち㠷散㔰㠱㥣㔰攳㐰㘲搴〱㘴昳戳扡㠲ぢ搱ㄵ㕣㈸㕤㜸㈵收㉤ぢ搲㘶慤攸散㘰㉣㥣愸㙦〸搷ㄴ搰攰㙤〵扦㡢㑤ㄲ㕢㔰ㅥ挸戴ㅦ戲㕤攲散㌴㝤搶戰㌹搱ㄵ㙡昷挵ㅢ〶㔲㐷昵戱攱收捡换户晡㤵昳挱㜱晡㙡昰㜴搶搸〷㤰㡦昷㜳攸戰昶ㄱ挷㜹ㄷ㝡攴ㄸ㤴户ㄵ〱ㄹ㘷改戶㐵㠰㝦㐲㌴㔸㍢ㅡ昷㤸㐴㘳㙤慤㍢捦ぢ㈰㈲㡦ㅤ戱㘲㑥捣㉥挷摤ぢ戸㉢㘲㍥㑥㜴㘳〵散愸挲㥣攷㍣㑥改昶㤹㙡㜱敦捣挹捦㙦㔷愰ㅢ㙢㥣㕤慢挴㥡愵敡扣㜳㝦㥣慢晥㘷㔳㠶攲㄰捡ㄵ攰戹㠲搱㤹㉢摢〵愰ㅥ㠳挹昵㐹ぢ攸捡㠰㝤挹挶㌶㌸搳昷〷捦㔹捣㐸挸挹㙦攰散敡㠲〶慥づ捥㈹㝣㤸㜳㡤㔹摡愰挴搷慥攰㜱昸㡤㙥㠸㝡㙥晢昶攱㘸攷愸㈷〱昶昸摣〰慣〵摣て㌱挶晥〰昵〲㍡昹㥥搳㜷〰慣扣戹挷㡤㡣攱挳㈵㌴ㅤ㙦㌹ㄴ攷挲昲㙤㠷晤㜰㠸㘶㑡愶㕥㠲㡢㈷捣㍣㑥戵㜴昲愵㕥㐶ㅣ㑦挰昰〱ㄶㄷ愳ㄹ㉤晢っ㐰扤〲㠳㘷〱收挳昳㜵㑡㜱挲㉤㕦慢㜲戴挷㐶昵ㅡ㍣㍣㍥ㅡ㍤戸㡥慦愳挵攳づ户㐳慥愶㜱㄰愰挵敤㔰扤㠹っ㥢㍢㘶㕢摣ㅤ捣ち㍤㔹㜷㠷㍥愰ㄷ〳づ㘱〰㈷昷㔲㘰攳㔰㔸㐹㑤摥㜱愴㌹㌴改捤戴㍥㑣攳㠴㕡搱攴㌰㔸㤶㈶㝤搱㜴㙡挲昹戶㤹㌵昹〴ㄱ㔹㙢昲㈹㠲㑤㑤晡㜱㌱㥡㘱㈶㌵攱㕣摥㙣㌴昹て攲㌲㘸昲㌹摣愲㐹ㄹ搷㜱ㄷ㉣㕢ㄳ慥愶㌱〰搰戲㈶㕦㈰㑤愳挹㐰㔶ㄸ挴扡㕦敡〳〶㌳㘰〸〳扥㐲㠰㘸㌲ㄴ㔶㔲㤳㙦ㅣ㘹づ㑤づ㘷摡ㄱ㑣攳㤶㉤㥡っ㠳㘵㘹㜲㈴㥡㑥㑤㜸㔰换慣㐹㉥㈲戲搶愴つ㠲㑤㑤㠶㜳㌱㥡㘵㌰昳㑣㔹昱㝣㍤ㅢ㑤㝣㠸换愰㐹㕢戸㐵㤳ㄱ㕣挷〲㔸戶㈶㕣㑤㘳㈴愰㘵㑤晣㐸摢㡡㠵㑢㍢挶㡤㘲㠵㜲搶㙤愷て愸㘰挰㌱っ㈸㐴㠰㘸㌲ㅡ㔶㔲㤳㈲㐷㥡㐳㤳㌱㑣ㅢ换戴捥〸㄰㑤挶挱戲㌴㌹ㄶ㑤愷㈶㥣㌷㥣㔹㤳慥㠸挸㕡㤳㝤ㄱ㙣㙡㌲㥥㡢㤱愲㐹㌷昸戲搱㠴㤳㤳㌳㘸㜲〰摣愲挹㐴慥㘳〰㤶慤〹㔷搳㤸っ㘸㔹㤳〳㤱戶搵慤㐹㈵㉢㑣㘱摤ㅥ晡㠰愹っ愸㘲㐰〹〲㐴㤳㘹戰㤲㥡昴㜴愴㌹㌴㤹捥戴攳㤸㔶㡡〰搱㘴〶㉣㑢㤳攳搱㜴㙡挲戹挹㤹㌵改㡦㠸慣㌵ㄹ㠰㘰㔳㤳ㄳ戸ㄸ㈹㥡っ㠴㉦ㅢ㑤㌸〱㍡㠳㈶㐳攰ㄶ㑤㑥攲㍡づ㠵㘵㙢挲搵㌴㘶〲㕡搶攴〸愴㙤㜵㙢㜲ち㉢㔴戳敥㌰㝤挰愹っ〸㌲攰㐸〴㠸㈶戳㘰㈵㌵ㄹ攱㐸㜳㘸㔲挳戴㕡愶㡤㐵㠰㘸ㄲ㠲㘵㘹㔲㠷愶㔳ㄳ捥㝦捥慣挹戱㠸挸㕡㤳昱〸㌶㌵㤹捤挵㐸搱㘴〲㝣搹㘸挲㐹搶ㄹ㌴㤹っ户㘸ㄲ收㍡㔶挲戲㌵攱㙡ㅡ㜳〱㉤㙢㌲ㄵ㘹㕢摤㥡㐴㔸愱㠱㜵慢昴〱㡤っ㠸㌲㘰ㅡ〲㐴㤳㜹戰㤲㥡捣㜰愴㌹㌴㌹㡤㘹㌱愶㥤㡡〰搱㈴㑥ぢ搷㜹ㄳ昸敢ㄴ㈴㠸㠰捣㠲捣㐲㐴搶㠲搴㈰搸ㄴ愴㠹换㤰㈲㐸㉤㝣搹〸㔲㠷戸っ㠲捣㠶㕢〴㔹挰㔵慡㠷㘵ぢ挲㜵㌴ㄶ〱㕡ㄶ㘴づ搲戶扡〵㌹㥤ㄵ捥㘰摤戹晡㠰㌳ㄹ㜰ㄶ〳㈲〸㄰㐱捥㠶㤵ㄴ㈴敡㐸㜳〸㜲づ搳ㄶ㌳㙤㈱〲㐴㤰㜳㘹㐱㤰㈵昸敢ㄴ㠴ㄳ戸㌳ぢ㜲㍡㈲戲ㄶ攴っ〴㥢㠲㥣挷㘵㐸ㄱ攴㑣昸戲ㄱ㠴戳挴㌳〸㜲づ摣㈲挸〵㕣愵挵戰㙣㐱戸㡥挶㔲㐰换㠲㉣㐱摡㔶户㈰换㔸攱㐲搶㍤㑦ㅦ㜰ㄱ〳㉥㘶挰昹〸㄰㐱㉥㠱㤵ㄴ㘴愹㈳捤㈱挸愵㑣扢㡣㘹换ㄱ㈰㠲㕣づ换㍡㙡㉤㐷搳愹〹攷㠸㘷搶攴㑡㐴㘴慤挹㔵〸㌶㌵戹㠲㡢㤱愲挹搵昰㘵愳〹㈷愲㘷搰攴㕡戸㐵㤳慢戸㡥㉢㘱搹㥡㜰㌵㡤ㄵ㠰㤶㌵㔹㡤戴慤㙥㑤慥㘱㠵㙢㔹㜷㡤㍥㘰㈵〳㔶㌱㘰㉤〲㐴㤳搵戰㤲㥡慣㜳愴㌹㌴㔹挳戴戵㑣扢ㅤ〱愲挹㜵戴戰㤳㕣㡦扦㑥㐱㌸〹㍤戳㈰㜷㈲㈲㙢㐱敥㐲戰㈹挸㍡㉥㐳㡡㈰㜷挳㤷㡤㈰㥣改㥥㐱㤰つ㜰㡢㈰㌷㜰㤵敥㠵㘵ぢ挲㜵㌴㙥〲戴㉣挸㐶愴㙤㜵ぢ㜲㌳㉢摣挲扡㥢昴〱户㌲攰㌶〶㙣㐶㠰〸㜲㍢慣愴㈰㕢ㅣ㘹づ㐱敥㘰摡㥤㑣㙢㐶㠰〸㜲ㄷ㉣㙢㈷戹ㅢ㑤愷㈶㕢ㄱ㤳㔹㤳挷㄰㤱戵㈶㡦㈳搸搴攴ㅥ㉥㐶㡡㈶摢攰换㐶㤳扦㈲㉥㠳㈶㑦挲㉤㥡㙣攰㍡㍥〵换搶㠴慢㘹摣〷㘸㔹㤳㘷㤰戶搵慤挹㐶㔶搸挴扡捦敡〳㌶㌳攰㑦っ搸㡥〰搱攴㝥㔸㐹㑤㥥㜷愴㌹㌴搹挲戴〷㤸昶㍡〲㐴㤳〷㘱㔹㥡㍣㠴愶㔳ㄳ捥愵捦慣挹㥢㠸挸㕡㤳ㅤ〸㌶㌵㜹㤸㡢㤱愲挹㕢昰㘵愳〹㈷散㘷搰攴ㅤ戸㐵㤳㐷戸㡥敦挲戲㌵攱㙡ㅡ㡦〲㕡搶攴㝤愴㙤㜵㙢搲捣ち㕢㔹昷〳㝤挰㘳っ㜸㥣〱㍢ㄱ㈰㥡㙣㠳㤵搴攴㐳㐷㥡㐳㤳㈷㤸昶㔷愶敤㐲㠰㘸昲㈴㉤ㅣ戸㥥挲㕦愷㈰㥣慣㥦㔹㤰㉦㄰㤱戵㈰㕦㈲搸ㄴ攴㘹㉥㐳㡡㈰㕦挱㤷㡤㈰扣㈳㈰㠳㈰摦挰㉤㠲㍣换㔵晡ㄶ㤶㉤〸搷搱㜸づ搰戲㈰摦㈳㙤慢㕢㤰扦戱挲昳慣晢㠳㍥攰〵〶扣挸㠰摤〸㄰㐱㕥㠲㤵ㄴ攴㘷㐷㥡㐳㤰㤷㤹昶ち搳ち㜰ㄹ㔸〴昹㍢㉣㙢㈷㜹ㄵ㑤愷㈶扣ㅦ㈰戳㈶㝥㐴㘴慤㐹㍢〴㥢㥡扣挶挵㐸搱愴㄰扥㙣㌴攱㑤〷ㄹ㌴㈹㠲㕢㌴㜹㠳敢㔸っ换搶㠴慢㘹散〰戴慣挹㥥㐸搳㘸昲ㄶ㉢扣捤扡ㅤ昵〱晦㘰挰㍢っ攸㠴〰搱攴㕤㔸㐹㑤昶㜱愴㌹㌴㜹㡦㘹敦㌳㉤㠰〰搱攴〳㔸㤶㈶㍢搱㜴㙡挲㝢づ㌲㙢㜲㈰㈲戲搶愴〷㠲㑤㑤晥挹挵㐸搱愴〴扥㙣㌴攱㡤つㄹ㌴改〹户㘸昲㈱搷戱ㄷ㉣㕢ㄳ慥愶昱㌱愰㘵㑤づ㐵㥡㐶㤳㑦㔸攱㔳搶敤慤て昸㡣〱晦㘶㐰ㅦ〴㠸㈶晦㠱㤵搴愴㥦㈳捤愱挹攷㑣摢挵戴愱〸㄰㑤晥ぢ换搲攴ぢ㌴㥤㥡昰扥㠶捣㥡ㅣ㠱㠸慣㌵ㄹ㠶㘰㔳㤳㉦戹ㄸ㈹㥡ㅣ〹㕦㌶㥡昰收㠹っ㥡㡣㠰㕢㌴昹㥡敢㜸㌴㉣㕢ㄳ慥愶昱つ愰㘵㑤㐶㈱㑤愳挹户慣昰ㅤ敢㤶敢〳扥㘷挰てっ愸㐰㠰㘸戲ㅢ㔶㔲㤳㌱㡥㌴㠷㈶㍦㌲敤㈷愶㔵㈲㐰㌴昹ㄹ㤶愵㐹づ㈳㜱〱搸㥡愶愵㜸敦㐴㘶㑤愶㈲㈲㙢㑤慡㄰㙣㙡挲捦昱㔲㌵㤹〶㕦㌶㥡昰〶㡤っ㥡捣㠰㕢㌴㘹㠳ㄱ搴昱戰㙣㑤戸㥡㐶㍥㝡㕢搶攴㐴愴㘹㌴昱㜱愱摢戲敥㐹晡㠰〲〶昰敢慣搵挹〸搸〶㉥つ㍦慣愴㈶搵㡥㌴昴摢㥦挵戴㐳摢㈸〴愸㝡〴㠸㈶敤㘱㔹㥡㜴㘰愴㐳ㄳ摥㥦㤱㔹㤳㌹㠸挸㕡㤳戹〸㌶㌵㈹攲㘲㌴换㘰搶昵昹〸㝣搹㘸挲㥢㐰㌲㘸ㄲ㠵㕢㌴搹㠳敢㌸て㤶慤〹㔷搳攸〸㘸㔹㤳ㄸ搲㌴㥡㜴㘲㠵扤㔸㌷慥て搸㥢〱晢㌰㈰㠱㠰㙤㔸㍤愳㌳慣愴㈶ぢㅣ㘹攸户㌵改㠲戶搱ㄵ愰ㄶ㈳㐰㌴搹ㄷ㤶愵㐹㌷㐶㍡㌴攱㍤㈰㤹㌵㔹㠲㠸慣㌵㌹て挱愶㈶晢㜱㌱㥡㘵㌰㑢㤳昳攱换㐶ㄳ摥㘸㤲㐱㤳愵㜰㡢㈶〷㜰ㅤ㤷挱戲㌵攱㙡ㅡ摤〱㉤㙢㜲ㄱ搲㌴㥡ㅣ挸ち㍤㔸昷㘲㝤㐰〹〳づ㘲挰㈵〸搸㠶搵㌳づ㠶㤵搴攴㜲㐷ㅡ晡㙤㑤㝡愲㙤昴〲愸㤵〸㄰㑤づ愱㠵ㄳ攱㐳ㄹ收㄰㠴㌷㤹㘴ㄶ㘴㌵㈲戲ㄶ㘴つ㠲㑤㐱㝡㜳ㄹ㥡㘵㌰㑢㤰戵昰㘵㈳〸敦㘴挹㈰挸㍡戸㐵㤰挳戸㑡敢㘱搹㠲㜰ㅤ㡤㝥㠰㤶〵戹ㄱ㘹ㅡ㐱㑡㔹愱㡣㜵㙦搲〷昴㘷挰〰〶摣㡣㠰㙤㔸㍤㘳㈰慣愴㈰户㌹搲搰㙦ぢ㌲〸㙤㘳㌰㐰摤㡢〰ㄱ㘴〸㉣㙢㈷ㄹ捡㐸㠷㈶扣㡦㈵戳㈶ㅢㄱ㤱戵㈶㥢㄰㙣㙡㜲㌸ㄷ愳㔹〶戳㌴搹っ㕦㌶㥡昰㘶㤹っ㥡㙣㠱㕢㌴ㄹ挶㜵㝣〰㤶慤〹㔷搳ㄸづ㘸㔹㤳㠷㤰愶搱攴㈸㔶ㄸ挱扡て敢〳㡥㘶挰㐸〶晣ㄹ〱摢戰㝡挶㈸㔸㐹㑤ㅥ㜵愴愱摦搶愴ㅣ㙤愳〲愰㥥㐲㠰㘸㜲っ㉤散㈴愳ㄹ收㄰㠴㌷捡㘴ㄶ攴ㄹ㐴㘴㉤挸戳〸㌶〵ㄹ挳㘵㘸㤶挱㉣㐱戶挳㤷㡤㈰扣ㅢ㈷㠳㈰捦挳㉤㠲㡣攳㉡扤〰换ㄶ㠴敢㘸㡣〷戴㉣挸㑢㐸搳〸㌲㠱ㄵ㈶戲敥换晡㠰㐹っ㤸捣㠰㔷㄰戰つ慢㘷㔴挲㑡ち昲㥡㈳つ晤戶㈰㔳搰㌶愶〲搴扢〸㄰㐱慡㘰㔹㍢挹㌴㐶㍡㌴攱扤㌸㤹㌵㜹ㅦㄱ㔹㙢昲〱㠲㑤㑤愶㜳㌱㥡㘵㌰㑢㤳㥤昰㘵愳〹㙦昸挹愰挹㠷㜰㡢㈶㌳戸㡥ㅦ挱戲㌵攱㙡ㅡ㈷〰㕡搶攴ㄳ愴㘹㌴㌹㤱ㄵ㑥㘲摤㑦昵〱㈷㌳㘰㈶〳㍥㐳挰㌶慣㥥㜱ち慣愴㈶㥦㍢搲搰㙦㙢㔲㡤戶㜱㉡㐰㝤㡢〰搱㈴〸换搲㘴ㄶ㈳ㅤ㥡昰㝥㥦捣㥡㝣㡦㠸慣㌵昹〱挱愶㈶㌵㕣㡣㘶ㄹ捣搲㘴㌷㝣搹㘸挲㥢㡡㌲㘸昲㌳摣愲㐹㠸敢㤸㠳㌳㕦㕢ㄳ慥愶㌱ㅢ搰戲㈶戹㐸搳㘸㔲捦ち㘱搶㙤愳て㤸挳㠰戹っ挸㐳挰㌶慣㥥ㄱ㠱㤵搴愴慤㈳つ晤戶㈶つ㘸ㅢ㡤㠰晣㍤㄰㤰摤敤㈹㥣㐳㔷散戸㘷㠸㜳㉢攳㝢搴㑤㘹ち㐶昰戳㈰㤳㌱㝤㍤挱慥摦挳攴挵㍣昳㈶㠲昴敦慡㑥晤戵㄰摣㜹㈳慢㜰搲捣晤戱㘶改ㅣ愴挶㕡敢ㄶ㘷攴慦扢挹挰㥦㝦挵て㍦晦㥣摤㈸ち愳戴㥤捦敦㐷慤慥捥㈹攰㤸㄰〹搲㜱扡昵㥥㘸㘶㤸挳㥢㌶摦㥥㤵㍡晥㌲ㄱ㤱㤳㑢㝢㐷昸〳㐲扡ㄹ㡣愹㔳㜹攷㘱敢㔰㥤㌰ㅡ㙢ㄸ愷搱戲ㄶ㈴㝦ㅦ昴戶㌸てㄴ〹戸㤱㠸㌳㐲慢ㄲ㡢㈲㤸㠵换㈶扦昱搳㙣㜱㌲愲改挶攲㐵㘳㜹戸㘳㉡晤㙢㝥㤳戹昷愳㔴扢㑥㘹㕦慢㉣㘹昴散㠵愵挹扦っ攴㝡收愷昲挹ㅣ㍥㝣㜱㉣㘲愷㠹攱㥡㔸㌴ㅥ慤㑢〴慡㌰㤱㍣挰㉦摡挶户攱㤴㡥捣扦〴ㄵ戵㘳㜲挵昲ㅡ昹摢㌷㈲㤱㝦㙥㘳㜴㐱愳㉣㑤㝥㥣摦㌷㉥㝣戵㙤换㘱㜸愳㠱㍣㝡㠰扣攲捥㔸㔰㍥㡡扢搸㡤慥㜶㘳㕦慢㔱搴つつ㘶昹㈴昲㌷㠴攲晤㔰㤹愳昸㥡戰〲㝢㤴㡦慡㑥晤㔹ㅦ摦㝣㜴ㄷ愲㕢愶扡㑥挵㔷㜳晢ㄶ愰愷〳㝡ㅣ昳挲㡢昷户慡ㄸぢ攱㌴扡愳㥥ㄱ〰愸〰晡㜹㈸昱慢ぢ挰ㅢ㌷㜵㡥㈵㥢慣敡㡥㈶㌷㕢攳㑣攴愸ㅥ㘸〹㐵㘷搱㐲㄰〳搵㐱㐰㙥㔶㙡〹㔲㈹㈶㍡㜳㝣攷㈰挴㔳㈱戵ㄸ㘱㔴㈹㤵攵㠳㔹て㡦攲㥥㜶愳㤷摤㌸挴㙡ㄴㅤ㡡㐶敢戰摣ㅢ㤵㌹㡡㐱㤶つ㜲㙡㤰挶攲㍥㜶晦昹散敡挹㠸㠳〱慡㉦晡㑤摥ㄶ㘱㑤㔲㜹敢〷㥦昰戶っ㌹慡っ㤶昰㜶㈱㉤攴挲捥㔱〳㠰挲摢㝣愴摢扣ㄹ摣戲戹ㄱ慢㠴㤶愲㠱㑣挵愳㜸㤰摤ㄸ㙣㌷㠶㔸㡤愲愱㘸戴づ㐵㠷愳㌲㐷㐹愷攸〸扢㝦㌹㈹攲㔷扡ㅡ㝤〰敡㐸昴㥢ㄴ㌵戸㈸ㅡづ㥦㔰㜴㌵㐹ㄹ〱㑢㈸㕡攱愴㘸㈴㝡㠵愲㌹㑥㡡戸㘹〹㐵昵㕡㡡㐶㈱㠹㡦攲㜲扢㔱㘱㌷㡥戱ㅡ㐵愳搱㘸ㅤ㡡挶愰㌲㐷㐹愷㘸慣摤扦㤶ㄴつ㘰〴㙦敦㔰挷愲摦愴㈸攸愲㘸㍣㝣㐲搱㝡㤲㌲ㄱ㤶㔰㜴㠳㤳愲挹攸ㄵ㡡㑥搱㔲㜴戲㤶愲㑡㈴昱㔱㍣挵㙥㑣戵ㅢ㔵㔶愳㘸ㅡㅡ慤㐳搱㜴㔴收㈸改ㄴㅤ㘷昷摦㑥㡡づ㘷挴㔰㠰㍡ㅥ晤㈶㐵搳㕤ㄴ㥤〰㥦㔰㜴㌷㐹㌹〹㤶㔰㜴㡦㤳愲㤹攸ㄵ㡡愶㙡㈹慡搴㔲㜴ち㤲昸㈸慥戶ㅢ愷摡㡤愰搵㈸㥡㠵㐶敢㔰㔴㠳捡ㅣ㈵㥤愲㕡扢㝦㌳㈹ㅡ挱㠸愳〰慡づ晤㈶㐵攳㕣ㄴ捤㠶㑦㈸㝡㠰愴㠴㘱〹㐵て㍡㈹㥡㡢㕥愱㘸戴㤶愲ち㉤㐵ㄱ㈴昱㔱摣㘰㌷ㅡ敤㐶搴㙡ㄴ捤㐳愳㜵㈸㍡つ㤵㌹㑡㍡㐵㌱扢扦㤹ㄴ昱敢㔹㡤ち㠰㑡愰摦愴㘸戸㡢愲㈶昸㠴愲㙤㈴㘵〱㉣愱攸〹㈷㐵㡢搰㉢ㄴㅤ攱愴㈸㜹戸ㅥ慡愵攸㜴㈴昱㔱㝣㠶摤㌸搳㙥㥣㘵㌵㡡捥㐶愳㜵㈸㍡〷㤵㌹㑡㍡㐵㡢敤晥敤愴㘸㍣㈳㡥〵愸㈵攸㌷㈹㉡㜳㔱㜴ㅥ㝣㐲搱ぢ㈴攵〲㔸㐲搱㡢㑥㡡㤶愲㔷㈸敡慢愵愸㡦㤶愲㘵㐸攲愳昸㐲扢㜱㤱摤戸搸㙡ㄴ㕤㠲㐶敢㔰㜴㈹㉡㜳㤴㜴㡡㉥戳晢㕦㈷㐵晣づ㔶愳ㄲ愰㤶愳摦愴攸㈰ㄷ㐵㔷挰㈷ㄴ扤㐵㔲慥㠲㈵ㄴ扤敤愴㘸〵㝡㠵愲〳㥤ㄴ㈵㕦搱〲㕡㡡慥㐱ㄲㅦ挵搷摡㡤㤵㜶㘳㤵搵㈸㕡㡤㐶敢㔰戴〶㤵㌹㑡㍡㐵㙢敤晥㥤愴㘸〶㈳㡥〳愸敢搱㙦㔲搴挵㐵搱㍡昸㠴愲㡦㐸捡つ戰㠴愲㡦㥤ㄴ摤㠴㕥愱㘸㙦㈷㐵挹ㅤ慤㤳㤶愲㥢㤱挴㐷昱㉤㜶攳㔶扢㜱㥢搵㈸扡ㅤ㡤搶愱攸づ㔴收㈸改ㄴ摤㘹昷敦㈲㐵㌳ㄹ挱慦㜱㔵㜷愳摦愴愸扤㡢愲㝢攰ㄳ㡡扥㈲㈹ㅢ㘰〹㐵㕦㍢㈹扡て扤㐲㤱摦㐹㔱㜲㉢㉡搰㔲戴ㄱ㐹㝣ㄴ㙦戲ㅢ㥢敤挶㥦慣㐶搱晤㘸戴づ㐵㕢㔰㤹愳愴㔳昴㠰摤扦㥢ㄴ搵㌰㘲ㄶ㐰㍤㠴㝥㤳㈲攵愲攸㘱昸㠴愲㥣㝣㐴㍥〲㑢㈸攲㑦㘲戲〱㍢㐷㍤ちㄴ㡡㝥晡摥㜱㜶㥤愴㘸㌷㝡摤㙦㐰㥡㤹㡡㐷昱㔶扢昱㤸摤㜸摣㙡ㄴ㙤㐳愳㜵㈸㝡〲㤵㌹㑡㍡㐵㝦戵晢ぢ戰㠲昲〳㠴〶扦慢㔵㍤㠵㝥㤳愲慦戱㌶愹㙦㐰㥥㠶㑦㈸㉡㈴㈹捦挲ㄲ㡡摡㍢㈹㝡づ扤㐲搱ㄷ㑥㡡㤲㍢摡㉥㉤㐵㝦㐳ㄲㅦ挵捦摢㡤ㄷ散挶㡢㔶愳攸㈵㌴㕡㠷愲㤷㔱㤹愳愴㔳昴㡡摤摦㠹ㄴ㐵ㄹ挱慦㘷㔵慦愲摦愴攸㘳ㄷ㐵慦挱㈷ㄴ㜵㈶㈹㙦挰ㄲ㡡扡㌸㈹摡㠱㕥愱攸㕦㑥㡡㤲㕢搱㑥㉤㐵㙦㈱㠹㡦攲户敤挶㍦散挶㍢㔶愳攸㕤㌴㕡㠷愲昷㔰㤹愳愴㔳昴扥摤ㅦ㈰㐵晣捡㔴㠳㕦挸慡㜶愲摦愴攸㙤ㄷ㐵晦㠴㑦㈸㉡㈱㈹ㅦ挲ㄲ㡡づ㜲㔲昴㌱㝡㠵愲㌷戵ㄴ扤慥愵攸ㄳ㈴昱㔱晣愹摤昸捣㙥晣摢㙡ㄴ晤〷㡤搶愱攸㜳㔴收㈸改ㄴ敤戲晢晢㤰愲㌳ㄸ㜱㍡㐰㝤㠱㝥㤳愲ㄷ㕤ㄴ㝤〹㥦㔰㔴㑡㔲扥㠶㈵ㄴ㤵㌹㈹晡〶扤㐲搱摦戴ㄴ㙤搷㔲昴㉤㤲昸㈸晥捥㙥㝣㙦㌷㝥戰ㅡ㐵扢搱㘸ㅤ㡡㝥㐴㘵㡥㤲㑥搱㑦㜶晦㔰㔲㜴㉥㈳ㄶ〳攴㑢㤳㑣㡡㥥㜰㔱愴㜰㘴ㄷ㡡㡥㈴㈹㌲攱㠴㜹挳㥤ㄴ攵㈳㐶㈸㝡㑣㑢㔱戳㤶㈲ㅦ㤲昸㈸收㘴ㄳ㘹ㄴ搸つ挳㙡ㄴ㜱㘲㐹敢㔰搴づ㤵㜵ㄴㄵ摡晤ㄵ愴㘸㈹㤶换攰㌷慤㉡㑥㔰㌱㈹㝡搰㐵ㄱ攷㤴〸㐵㘳㐹捡ㅥ戰㘴㉢ㅡ攷愴愸㈳㝡㠵愲晢戵ㄴ㙤搶㔲搴〹㐹㝣ㄴ敦㘵㌷㌸搱㐳㝡昶戱ㅡ㐵㥤搱㘸ㅤ㡡㌸㍢㐴㐷ㄱ㈷㡣㐸㝦㈵㈹攲搷㥦ㅡ晣㜲㔵搵つ晤㈶㐵昷戸㈸摡て㍥愱㘸ㅡ㐹㌹〰㤶㔰㌴摤㐹㔱㜷昴ち㐵㜷㙡㈹扡㕤㑢ㄱ愷㘱昰㔱捣愹ㄸ搲㈸戱ㅢ〷㔹㡤愲㠳搱㘸ㅤ㡡㌸㔹㐳㐷㔱㉦扢晦㘴㔲㜴ㄵ㤶换戸ㄲ愰㌸㠳挳愴攸〶ㄷ㐵扤攱ㄳ㡡㑥㈵㈹㌲㐱㠲㜹㐱㈷㐵㥣㈰㈱ㄴ㕤敦愴㈸昹愲扦㔶㑢㔱㈹㤲昸㈸㉥戳ㅢ㥣〹㈱㍤〳慣㐶搱㐰㌴㕡㠷愲㐱愸慣愳㠸㌳㉡愴扦㥥ㄴ慤挲攲ㄸ㉢〱㙡㈸晡㑤㡡㔶戸㈸攲ㅣ〸愱㈸㐲㔲㘴扥〲昳ㅡ㥣ㄴつ㐷㡣㔰㜴愵㤳愲攴㡢晥㜲㉤㐵㥣愷挰㐷昱〸扢㜱戴摤ㄸ㘹㌵㡡㌸㉦愱㜵㈸攲㙣〶ㅤ㐵ㄵ㜶㝦㠲ㄴ慤挳昲ㄹ搷〳搴㘸昴㥢ㄴ㕤攸愲㠸戳ㄲ㠴愲㠵㈴㘵ㅣ㉣搹搱ㄶ㌹㈹ㅡ㡦㕥愱攸て㑥㡡㤲㕢搱昹㕡㡡㈶㈰㠹㡦㘲捥ㅥ㤰〶愷ち㐸㠳搳〵昸㈸慡㐴愳㜵㈸㥡㠲捡㍡㡡㌸攵㐰晡ㄷ㤳愲㕢戰㄰挶捤〰㌵つ晤㈶㐵㘷戹㈸㥡づ㥦㔰㜴㍥㐹㤱て昴㤹㜷㠱㤳㈲㝥愰㉦ㄴ㥤敥愴㈸戹ㄵ㉤搴㔲挴て昲昹㈸收㠷昹搲㌸搹㙥捣戴ㅡ㐵晣攰扥㜵㈸慡㐶㘵ㅤ㐵㥣〱㈰晤㤷㤰愲扢戰㕣挶㥤〰挵〹〰㈶㐵愷戹㈸攲㘷昶㐲搱㜲㤲㘲㝥扥㡥扣㉢㥣ㄴ昱昳㜵愱愸㔱㑢㔱㐴㑢㔱㍤㤲昸㈸づ摢つ㝥㤰㉥㍤㜳慤㐶㔱〴㡤搶愱㠸㥦扥敢㈸攲〷昲搲扦㤲ㄴ昱敢㑡㡤㝢〱㙡ㅥ晡㘵昷㔹㠳㝥晢㔱㝣ㅡ㝡昱ㅦ昷搹愱户㝤ㅢ戵㄰㐶〹敤㘷〹摢〹捦〱搴愹㘰㘰〷扥㥤搴昵㍢㝤搵㤶挳昵扢㠶㘷愲㤲㡣㜷愳㜳扣戳搰㡢晦戸挱捤ㅣ敦㝣ㄸ㈵戴搳挶㍢挱㙢扣攳㉤㠷敢㜷〱㤷愱㤲㝢晤㉥㐴㉦晥㘳㌳㌱挷㕢づ愳㐴㌳摥㔴慦昱愶㔸㡥昵改扦慢㜷㌵㉡戹搷㙦〵㝡昱ㅦ挴㥢攳慤㠵㔱愲ㄹ㙦扣搷㜸挷㕡づ搷敦搲慤㐷㈵昷㜸㌷愰ㄷ晦㜱ぢ㤸㌹摥敤㌰㑡㌴攳㔵㜸㡤㔷㙥㌹㕣扦敢㜶㌷㉡戹挷攳挷ㄹ昸㡦ㅢ慦捣昱㌶挳㈸搱㡣㌷摣㙢扣㈳㉤㠷敢㜷搱ㅥ㐰㈵昷㜸晣㙣〰晦㜱㍢㤵㌹㕥㌳㡣ㄲ捤㜸㠳扤挶ㅢ㘴㌹㕣扦㉢戶つ㤵㘴扣㤴晤㠱ㄷ摡昱ㅦ㕢扤㌹摥㜶ㄸ㈵㥡昱晡㜹㡤搷搷㜲戸㝥㤶敢〵㔴㜲㡦昷㈲㝡昱ㅦ㜷㈷㤹攳扤づ愳㐴㌳㕥㉦慦昱㝡㕡づ搷慦㕡扤㠵㑡㙥㍥摦㐶㉦晥攳㥥㈰㜳扣㥤㌰㑡㌴攳㜵昷ㅡ㉦㘰㌹㕣扦ち昵ㄱ㉡戹搷敦㘳昴攲㍦敥昴㌱挷摢〵愳㐴㌳㕥㔷慦昱扡㔸づ搷㡦㉡㝤㠵㑡敥昵晢ㅡ扤昸㡦晢㙢捣昱㜶挳㈸搱㡣搷搱㙢扣㍤㉤㠷敢㐷㠹攴ちㅦ㉢愵ㅣ捦㜸愵㑦挶摢㘵㡥挷ぢ㘳扡昱ち扤挶㙢㘷㌹㕣㍦敡㔳㠸㑡㙥㍥㜹搹㑣挶晢挶ㅣ㡦㔷㤹㜴攳攵㝢㡤㤷㘷㌹㕣扦㠹搳搹ㅥ㉦㘵晤㜸つ㑡挶晢挹ㅣ㡦㤷㙣㜴攳晤昴㥤挷敢挳㡦㤶挳昵㥢㌲㜲㈱挷挵㈷㉦攸挸㜸昹㤸扣㠲搷愳㍥ㅥ攳㝤攳㌵摥晦㉣㠷敢㌷㔹攴慡㠸㙢㍣㕥ㅤ㤱昱ち捤昱㠶㝡㡣户换㙢扣捦㉤㠷敢㌷㑤攴ㄲ㠳㙢㍣㕥㙡㤰昱㍡㥡攳昱㥤戹㡥捦㡦扤挶晢挸㜲戸㝥ㄳ㐴摥慦扢挶攳晢㜶ㄹ慦慢㌹ㅥ摦收敡挶㝢摦㙢扣昷㉣㠷敢㌷㌵攴捤慦㙢㍣扥〹㤶昱扡㥢攳昱㍤愳㙥扣ㅤ㕥攳扤㘹㌹㕣扦㐹㈱敦㈴㌹㕥捡昱㥡敦㈸㘵扣㕥收㜸㝣〳愶ㅢ敦ㄵ慦昱㕥戶ㅣ慥㥦㜴㠸愰㤲晢昸挲户㘷㌲㕥㍦㜳㍣扥㥢搱㡤昷㥣搷㜸摢㉤㠷敢㈷ㄱㄶ摡攳愵慣ㅦ摦敢挸㜸㠳捤昱昸搶㐰㌷摥㕦扤挶㝢挲㜲戸㝥㔱㐰摥㌰戸昴攳ㅢ〷ㄹ㙦戸㌹ㅥ捦戳㜵攳㍤敡㌵摥㕦㉣㠷敢ㅢ昹攵散摢㌵ㅥ捦挲㘵扣ち㜳扣㤵ㅥ攳㍤攰㌵摥ㄶ换㤱晥㡤昶挵㌶㡤昹㍣戳㍤搴晢扢搳捤慦摥挴㡣扤㔰㕣扥㘱戶〸换㤸㕦挷㌹㠶敤敡㌸㤱㉦㈴摦晦㈹㕦㕡ㅥ㤱〹㝡㠵昸ㄶ捥搸摣㔰㙣〲扥㔳ㄶ摦扤㔹ㄵ戶㝥㙤㝣ㅣ扥㙢㤶摦㤱㘸㝦晢愳㈱ㄶ㘷㠷晡敡㈶挷昰㜵㤰㙤敢挶挵昱捤戵戵〵昸㠹晡㐴㈲ㄴ㙢晣㍤捣㜲挵昵搲㍣捣㍤挶挳晣㜲㑥敤㙣㐵㑥㐳㑣晦戶㐸挷搷昳晥挲㠷晤昵捣戹晣昲捥㕦㌷挷㔵愶㔷攷慡㍦㐱㔷昹㔸散搳晥㕤㘴ㅥㅦ扥㄰ㄴ扦㡦㡢慤挴慦㘴㜹ㄵ㈶〶㑡慣㐰㑥戱晤戲愵昸捥㠲㥡㕢㠵㌶㙡ぢ㑤昶㉣愴昸㑥挱㤱扦㐱㥢㍦搵㍢㥦㘷晥㡥晣扢戵昹搳扤昳ㅦ㐸捤扦㐳㥢㝦扣㜷㍥捦捣ㅤ攳摦慡捤㍦挹㍢㥦㘷摡㡥晣㥢戴昹愷㜸攷昳捣搹㤱扦㕥㥢ㅦ昴捥攷㤹戰㈳晦㍡㙤㝥慤㜷㍥捦㙣ㅤ昹慢戵昹戳扤昳㜹愶敡挸扦㔶㥢㍦挷㍢㥦㘷㥥㡥晣慢戵昹つ摥昹㍣㤳㜴攴㕦愱捤㥦攷㥤捦㌳㐳㐷晥㘵摡晣戸㜷㍥捦昴ㅣ昹ㄷ㙢昳攷㝢攷昳捣捤㤱扦㑣㥢扦挸㍢㥦㘷㘲㡥晣ぢ戴昹㘷㝡攷昳捣捡㤱扦㐴㥢㝦㡥㜷㍥捦㤴ㅣ昹攷㘸昳㤷㜸攷昳捣挷㤱㝦愶㌶晦〲敦㝣㥥挹㌸昲ㄷ㘹昳㤷㜹攷昳捣挴㤱㍦㕦㥢㝦戱㜷㍥捦㌴ㅣ昹㜱㙤晥㘵摥昹㍣㜳㜰攴捦搳收㕦攱㥤捦㌳〱㐷㝥㠳㌶晦㙡捦晣㝣扥㐶㘴晤㘲挵㌳扣㕦㜹㙦挳㌵ㄸ㐷昱㜵㠴〳ㅡ搷搲攲慢㠲㔸㉢㘹昱ㄸ㉦搶㉡㕡㍣㘲㡢戵㥡ㄶ㡦扦㘲慤愱挵愳愹㔸㙢㘹昱搸㈸搶㜵戴㜸愴ㄳ敢㝡㕡㍣㙥㠹戵㡥ㄶ㡦㐲㘲慤愷挵㘳㡡㔸㌷搰攲ㄱ㐲慣ㅢ㘹㜱㝦ㄷ敢㈶㕡摣㝢挵扡㤹ㄶ昷㐵戱㙥愱挵㍤㑢慣㕢㘹㜱㍦ㄱ敢㌶㕡摣敡挵扡㥤ㄶ户㘱戱敥愰挵㉤㔲慣㍢㘹㜱晢ㄲ敢㉥㕡摣㕡挴扡㥢ㄶ戵ㄷ敢ㅥ㕡㔴㔲慣㍦搲ㄲ㔲愱㐹捡㔹扥ㄲ㜲搹㙢扦挸愳㥤愳㠴㘴㔷慣㤰敤㡡ㄵ搲㕤扤㐲扥慢㔷㐴㜰昵㡡ㄸ散戵㑦㉣搱挶ㄴ㌳㉥戴慢㔷挴㘱㙦捡昲㡡㐸慥㔸ㄱ换ㄵ㉢愲戹㝡㐵㍣㔷〵ㄱ搱ㄵ㉢㘲扡㝡㐵㔴㔷慦㠸敢敡ㄵ㤱㕤扤㈲戶慢㔷㐴㘷㙦ち㍢㈲扥㉢㔶㌶〲㔷慣㙣っ慥㔸搹㈸搲㝢摢晤㍦戶晥ㄵ晥"]
[null,null,"Decisioneering:7.0.0.0",null,null,"Decisioneering:7.0.0.0"]
[null,null,null,null,null,"CB_Block_7.0.0.0:18"]
[null,null,null,null,null,"㜸〱捤㝤〷㝣ㄴ搵摡㝥㑥㐸㤶捣ㄲ㐸〴㔴挴戶㤱㈰㉡ㄸ㐳㔳㄰㤱㤲㐸㐷㑡㈸昶戸㈴ㅢ戲戰挹攲敥㠶愲愸〸㈸㠸愸搸㘹㡡〵慦つ慦〵慥愰㕥慦㐱戱㕣挵敥扤㝡㉤搷㝡㍦敢㔵㙣㥦㕤晦捦昳捥捣㌲扢㜳㘶戳㥦㝦昳晢㌹㘴㕦捥㝢摥㌶昳㍣㌳戳㘷㘷捦捣收愸㥣㥣㥣㕦戱昰㝦㉥㜹㙣散㔷戵㈰㥥〸㌵㤴㔵㐴㈳㤱㔰㑤㈲ㅣ㙤㡣㤷つ㡢挵㠲ぢ挶㠵攳㠹㌶㜰昰㔵㠷㘱㡦攷㔷挷挳㘷㠶ち慡攷㠶㘲㜱㌸攵攷攴ㄴㄴㄸ戹戰敦㘳扤㡡㙤挵㘰㤴㤱㐷〱慦ㅣ挳㐷搱㤶愲㠰挲愰昰㔳戴愳㈸愴㘸㑦搱㠱愲㠸愲㤸㘲て㡡㡥ㄴ㥤㈸㍡㔳散㐹戱ㄷ挵摥ㄴ㕤㈸㔸摦攸㑡戱㉦㐴攱㝥㄰㔵ㄵ挳㈷捣㤸㠵慤愹㑡㐴㘳愱㕥㠱㘹收㍡て㍥慡慣㙦㔹敦昲昲㈳换捡㝢〵㉡㥡㈲㠹愶㔸㘸㜰㘳愸㈹ㄱぢ㐶㝡〵㈶㌶捤㠸㠴㙢挶㠶ㄶ㑣㠹捥づ㌵づづ捤㈸敦㍢㈳搸㙦㐰敦㝥晤晢搷つㅣ㌸愰㜰㝦㈴ㅥ㕦㌱㝣㘲㉣㔴ㄷ晦㥤㔲ㅥ挰㤴ㄳ㉡㠶㤷ㅤㅦ㑡晣㑥㈹て㐴捡攳㉢㠶㔷㐶ㅢ㠲攱挶摦㈷㘷㍥昹散㕢ㄹ慡〹㤳昸㔰㈸ㄶ㙥㥣㔹㠶㤵㑥〱ㄹ摡㔱㘵㈳㠰㜶㑤㌰㥥愸〸㐵㈲㤳㐳㜵攴扣戰㠱㠰㠵㘲愱挶㥡㔰扣㐳挳㜱昳㙢㐲ㄱ换ㅣ㉦㘸㤸ㄶ㡣ㅤㅦ㙣〸攵戱㔱搴㘰㜲㌶扡㌶搴㤸〸㈷ㄶ戴㙦㤸ㅡて㑤づ㌶捥っ搱㈵扦㘱㘴㔳戸㌶㉦㑦攵攵攵戴改愱㕢ㄹ㈱愶㙣㐴慣愶愲㍥ㄸ㑢㠸㐶捡㝡敢㝣ㅤ㝢㠷慣㜸捡㙡㜱てち愴㐵㤱愴慡㜰挳搸㔰慣㌱ㄴ㘱ㄱ㔲搷㌳捤㐹㌰㌱㤱㑦㠲㘳㙦つ㜹㔱敤慣㘳㡤㥢挲㉡㐶㠰愲〴挲㜷㄰㐴搷挹愱㈰㡥挰戹愱挰挴攸扣㔰㉣㜰㜸㘰昲搴愳〲ㄵ㔵攳〲晤㡣㙥昴㉣㠵㔰㜹慦攳㄰㜶㘶攲㘱㤴㕢ㅤ捣慤㥥㤱㕢㕤㤳㕢㕤㥢㕢ㅤ捡慤慥换慤㥥㤹㕢㕤㥦㕢ㅤ捥慤㥥㤵㕢㍤ㅢ㍥昶㔲搰戶㙤慥戵㑣㜹攰攷ㄵ㐳㠷㕣㌴㝣攳搳㙦慦愸摥㜱攴㘷㡡㐷慤ㅣ扥〷愳㘱昴㠰昰ㅤ〲愱㕢戳〱戲㘶㝤㡣㐳改㜹ㄸ㠴㔲晦挰㥡㜱敤ㄶ㑥ㅤ昶收愳摢户㡤摢㕣㕡戲㘹晢摢㡦㝦慣㜸ㅥ㤰戴扤攸㝣㌸㠴慦っ㘲慦〹㜳㐲戱戲㐰㐵㌴㥥㤰㡤敤㉤㈹晢ㅡ㐷搰慢ㅣ㐲愹攷慣㤴て㍤扢昲摤㐵㔳㕦ㄸ扡扣㘶昰挵愳㕥㕣㌹㔵昱慣㈲㈹晢搰戹㉦㠴慦ㅦ㠴㙥㑤㡦戴搲昶愷攷㤱㄰㑡晤摤㑡晢㙣扦扢晡㉣㌸昰攴ㄱ㝦㕤昹挸挶攸㉦㔳㙥㔳摣㘷㈵敤〰㍡て㠴昰ㅤつ愱㑢摢摦〲㘰㄰㍤㡦㠱㔰敡㔱㉢㙤攴㝦昷晡挷昲慢晦㍡敡晡㕢摥㤹户㘴㘱昹昵㡡㘷㍥㐹㝢㉣㥤㠷㐰昸㠶㐲攸搲昶㤵戴晤㡤㘱昴ㅣづ愱搴㐳㔶摡搰晤㌷㕤㌲戳敢㡡㌱㤷挷捥昹攱收换㥦㜹㐴昱㕣㉡㘹㉢改㝣ㅣ㠴㙦〴㠴㜷摡㜲㘳㈴㍤㐷㐱㈸戵搵㑡摢扣㙡捤㔰摦昱敦㡣戸㘰昲㝤㈵戹愳换㉡ㄵ捦捥㤲㜶っ㥤挷㐲昸挶㐱攸搲㥡㝢㐱㕦㘳㍣㍤㡦㠷㔰敡ㅥ㉢㙤㝥敤㠱㐳摡㡣㡦て㕦扢愳晢㤶㙥㐷ㅦ㝥㠱攲㡥㉡㘹㈷搲㜹ㄲ㠴㙦㌲㠴㉥慤戹摢昷㌱慡攸㌹〵㐲愹㍢慣戴搷㥦㕣愳收㜷㕤㌴㜴昹戲㕤㙡㘱摦㠲愸攲㍢㠸愴㥤㐶攷改㄰扥ㄳ㈰搲㜷慥㍥㠲㙢㍦攳㐴㝡㥤〴愱搴捤㔶捡扡慢晥改敢扣㜸昹愸摢敥敤戲敢慢摣㕤㕦㈸扥ㅦ㐹捡㔳攸㝣㉡㠴敦㌴〸摤㥡㥡㍢㔷㍦愳㥡㥥愷㐳㈸戵挱㑡㍢愴㜶敤散㝦慦㕤㍥昴扥换慥㤸搹㌰愰㑢㔰昱ㅤ㑥搲捥愰㜳つ㠴慦ㄶ㐲㤷搶㕥摢㄰㍤敢㈰㤴㕡㘳愵㕤ㄲ敢扣搷攱晢㥤㌱收㠶㐱搷散扦㜸挵慢㡦㉡扥㘷㑡摡㝡㍡㠷㈱㝣戳㈰昴〰昴㌱㜸㉥㌰㈲㄰㑡㕤㘱愵ㅣ扢㈶㔱晥㜶㕥搹昸㑤ぢ㌷ㅤ戴敢㤷㝥愷㉡扥〳㑢捡㐶㍡㐷㈱㝣㜳㈰㜴㙢㙡〲㔰㙥㥣㐱捦ㄸ㠴㔲ㄷ㕢㘹摦敢扥改扢戳摦捡ㄹ晥攷〹㌳㤷昷晣敥昹㑦ㄵ摦搳㈵㙤㠲捥㑤㄰扥戹㄰扡戴㈶〰攵挶㍣㝡捥㠷㔰㙡㤹㤵戶晡㥣㡢慥㘹晥㜹捣搰㍢捦攸㍡昰㥤ぢ㙥㜹㐶㜱㤴㈰㘹捦愴昳㔹㄰扥㠵㄰㝡〰晡ㅡ㘷搳敢ㅣ〸愵捥戳㔲㝥晣攸捥晢㍢晥敢㡢〹㝦㍤昳挵搳挶摥㜸晣戳㡡㘳づ㐹戹㠸捥攷㐱昸ㄶ㐳攸搶搴㍣〴㝡ㅢ㑢攸戹ㄴ㐲愹戳慣戴戳㍦晡㙥摣㡤ㄷ㉦ㅢ扦昹戲㡥扤㉥㤸㔴㌹㐶㜱ㄴ㈳㘹㉦愰昳㌲〸摦㜲〸晤㥡㤶ㅢㄷ搲㙢〵㠴㔲㑤㔶捡㉢扢慦ㅢ昵捣收搰戰戵慢㍢昶ㅢ㜱㝦晦ㅥ㡡㘳㈲㐹戹㤲捥ㄷ㐳昸㉥㠱搰慤㘹㍦敢㐴㜸㈹㍤㔷㐱㈸ㄵ戵搲㥥㜷敤挸晢扦㥤㜵攷攸慢ㅥ晡㌵㙦搸㤲扣㐵㡡愳㉣㐹㝢㌹㥤慦㠰昰㕤〹㤱扥愶收㈹扢㡦㜱ㄵ扤慥㠶㔰㉡㙣愵㥣㌱㙥攳戸愱搷搶ㅤ户戲摦ㄳ敤㘷㈷捡㝡㈸㡥搹㈴攵㙡㍡慦㠱昰慤㠵搰慤愹㜹ㄲ散㘳慣愳攷㝡〸愵㙡慣戴㍤㥥㕤昴㙡㝣改㝤挳㉥㝤㙡搶㤲挴戱㥤扥㔲㕤㘰㤶戴搷搱㜹〳㠴敦㝡〸㕤㕡㜳㕦敤㙤摣㐰捦ㅢ㈱㤴㍡搵㑡扢㜱昴挹愵搷㔵づㅣ㜳搹〱㤳〷㥣昷搴㔹慦㈸㡥㉢㈵敤㐶㍡摦っ攱晢ㄳ㠴㉥慤戹〷昴㌳㙥愱攷慤㄰㑡㑤户搲敥戸㜸改慤㙢晥ㄳㅡ户晥㤵摥昳㔷㝤㜳攷昷慡㉢捣㤲昶㜶㍡摦〱攱摢〴愱㑢㙢慥㙤ㅦ攳㑥㝡晥ㄹ㐲愹㐹㔶摡㤸昱挱戶ㅦ㉥扤慢㘲㐵晤愱换㙦㍢愸敡㐶挵戱慦愴扤㥢捥昷㐰昸敥㠵搰搳搵捦搸㑣慦㉤㄰㑡㡤戵㔲㥥㌶昲昰晤㍡づ扥㜸攴敤挷㍥扥㜷慦昷づ㝤慦昰㍥㤸㈷㔹㈳㤶捡㔸㜰ㅥ㠶㝤扢〷㤴㝤捡捡昹慦攵㜱㌴㠶搱㜵晤敢㡥慡敢摤扢戶㝦㜹戰㙦㌰㍦㠰戴搹づ攰㜸戸ㄴ搶㑤て㌷搶㐶攷挹㠸慥戰㙥㐴㌸㤲〸挵㐴㈹慡挳㝦收愸㔴昴昶㜵挷捤挷㔸扥挶ㅣ晣㜵慥慢〸挵ㄲㄸ〵㈷ㄶ散ㅥㄱ敥㌷㍣ㄸて敤㔶㝢㕡戹㠷㐷㥢ㅡ㙢攳晢敡㡤㔵㠹㘰㈲搴㌵摤戶㍢㠹㉢慣ち㐳攴㔰㕣㔶改㠰昴戰㘹挱㐸㔳㘸搸晣戰㘹摥㍦捤㡣挱㜲㜴㠶户㜵㐴㉣㜴㐶搲敡㕡愳㘱㌲㜶愴摤戵㤵愶挹㕣慦㐰㐵㝤㌴ㅥ㙡㤴搵敢搹㌰㌱㕣㌳㍢ㄴ慢ち昱戳㕦愸㔶㌶㜵㑦㥡慣ㄱ㝢捦〹㡤搸㔰㡣挱㙢て㜲昶ㄲ攸㔰㘳㙤愸ㄶ敢㡢㈱㕣㘲挱㤴攰㡣㐸㘸慦ㄴㄷ戳㈶っ晢愴㜴㡦㠸搶㌴挵㉢愲㡤㠹㔸㌴㤲㙡ㄹ㔶㍢㌷㠸㑦〹戵攳愳戵愱㍣㔹㜲㑣愹㜲摡戴㔱㉡攷㄰摤㜰㥢戹攳ㅣ㤰㍢㜶ㄲづ晢㌳㍢㍢㜶㈲㍡㙢〷昲挹捣㘸㌸㜶㌲晡ㅦ㥡㜱㑤㥣㍢㈱扤换㌳㝡㙢㜶㔲〶㜵㐹㍤昰捡㈶㠳ㅦ昰㄰〹昱愸捣㉤昵㑥戹㝢扦㙣㘱㑤ㅤ慣昰愳㍥扤㌳㠰㈶㘹㤳晢㕥敢㍡攷收㜶戲戶晥戸戹昸㉣㌸㉡搸㔸ㅢ〹挵㌲㕥愸㔰㕣㈳㘳㉢挵㌶㡡晢㈹ㅥ愰㜸㄰㈲扦ㄲ攷㌸㑦㐴昳攰愱收慢〵昹昳挲戵㠹㝡㕦㝤㈸㍣戳㍥㠱㍥㕣攰㈸㈸㈰摣慥挵㜸〸㕤挶摦㈸ㅥ㠶昰晢㜳㝣捤昸㍦挷攷挷㤲㤳捦て㜴晦昷㡦㥤戹㠸㌲攴㔳㉥慥㐱挴昳ㅢ昰㘱㍡摥愶㡤㙥慢㐷〵攳昵〹ㅥ㜰㤹㡤捣户㥤攲ㄱ㠸挲㐷㈱挶㡦ち㐵㜰戸晥㑥㤷㉦昲扢㈱㘵㡢ㅦ㤴㌹㌶摢慢愱㙡㐱㘳㑤㝤㉣摡㠸㑢㐸㤵挱㐴㜰㔸つ慥〶挴㔵搰搷㌰㉥㕡搱㤴昰㌵㡣ち攳扦挲㠶挹愱㌹愱㘰愲〲㘷攳㐴晢㠶㜱戸㤲㈰愷换搱戵昳昳ㅢ捣㡢〰㤵愱㜸㡤挱慢〵愳㜱昶㤹敦㐳ぢ愷搳挲〶㥥㑦㐲昳ㄳ㑣摤戶㘱㘲㄰㔷ㅢㄲ〶㥣㝡㑡㤴搹㘲㘴㝢改戳愳晤㤶㠶っ挵搲㜴㘴㘹㈷ㅤ㘶愶ㅣ敥㈰㜸愳挴ㅢ㙣㥥㈵搳て㤴愹㠹㜰㈴㕥㘶愱㕢㔶ㄹ挵愵愴㤰㕣㐴㈳敡㍥ㅦ昶㈳㕦㐶慥搲㡦㘷㕥㙥㤸㔰㌳挳㑣㡢㔵ㄹㄹ㡢㌶捤㌹〰戹㝥慦㍣捣㤵㘳散㠰搸昰挵敤㠳扡㕦㝢搷慦搶晦攷攲㐸㤱挵昷ㄸ㡣扡㔱㠹㝤㐵愲ㄹ㜶㝡攲㍦㔹㡣㈷昰㥦摦㘰㤸搱っ攱戶攵㤷愲㕢㝢慥昵戸㘸㤲て晦挲〶〰㌱㈵ㄶ㤲慢㐰〵愲㉣㤸ㄳ㙡摦㌰㍤ㅡ㥢㍤㈳ㅡ㥤捤晤愲㠳㘸昱晡㔰㈸挱㑢㉢敤慣㉢㐹㙣㉢愵摡戴㐹戹㕡攲戸〶㜳㈰昲晢㥥㠶㘸㍦㉣ㄲ〹搸ㄹ攳扥㥤攸㙡㠳昷ㄴ摦㌳㘸昴ㅣ㔷㔱㔱㍤㍥㔴ㅢ㙥㙡ㄸㅦ挵昵挴㐰昹㔱㠷㤷昷㍦扣㑦㜹敦㍥㠱㌹㜲捤㌰挸慢愶㘵昳㈳昱〶搵〷㕢捤㉢㈰㜵挳〶㝤晡昹捡昷㈷㥣昷搵㐵晦㕥ㄴ㡤敦㔲扤㉤㠳敢㡡换挱㈸ㄱ挰换㜸㥥攲〵㡡ㄷ㈹㕥愲㜸ㄹ㐲昵㐴㈸㑦㘰㘸愷㉥挶㍦愱ㅢ慦㔰扣ち㠱㔳㡦〰㙦㥥㠵㔴て㜴昱㑣㘴扣㐶昱㍡㠴攲愵ㅡㅥ戴㌹挶ㅢ㄰㥥捣扦〹愳㡥㜹晢㡡㑦㌳散㔸㥦攴ちㄹ㙦愱挳㙦㌰捣捤扣搸搴㘱戰㤱㝤㠳㘸ㅢ挴搷㈰戶慡㉢搲㘸昱摡挷㌲戸㉥㈵昵㐲㔸㠰昱ㅦ㔲㝣㐴昱㌱挵㈷ㄴ㥦㐲愸㑥〸搵攳昵ㄹ㝤㍥愷搸〵㤱㠶搷攱攸ㄲ扣扥愴挳㔷㄰敡〸〸ㄳ慦慦搱昲挴敢ㅢㄸ昵〳敤扥㙥㍣扥㠵戳摦㘰㠸㠷㑤㤵挳愶挳㉡搷ぢ㉢㘵ㄹ㕣搷挸晡㈰㔳㠰㤵㜲ㄴ〴捦㕤㐶㉥㐵ㅢち㕥晤㔷㍦晥攲㠵㤵㡦㍥㙤㈹ち㈰搲戰敡㡢愴㈵㑣散愷㐳㍢〸搵ㅦ慡㠹㔵㈱㔴㑦慣摡挳愸摢户捣捦㍡ㅡ扣㡡㄰攰㌷ㄸ收挶㑢㙣敡㐸㔴搶攱昵㌱戶㑤扢㙦㝤㘴ㄹ㕣ㄷ晦〶㈰㔳〰㉦愳ぢ换敤㐳搱㤵㘲㕦㡡晤㈰搴㝢㥥㜸ㅤ㐰㥦〳㈹〲㄰㘹㜸つ㐴搲ㄲ㈶㍥㠸づ摤㈰搴㈰愸㈶㕥愵㔰㍤昱敡づ愳づ㉦晢攲㘳㌳搲㠰晥摤挷㘲て〴昸つ㠶戹昱ㄲ㥢㍡〶㈱㍡扣㕥昴挲敢〵换攰扡慡㜹㉣㌲〵昰㌲捡㔹慥㌷㐵ㅦ㡡扥ㄴ晤㈰搴搳㥥㜸ㅤ㐹㥦愳㈸〶㐰愴攱㌵〴㐹㑢㤸昸㘸㍡っ㠲㔰挳愰㥡㜸ㅤ〳搵ㄳ慦挱㌰敡昰戲慦慡㌶㈳㑤ち㕥㐳㄰攰㌷ㄸ收挶㑢㙣㙡㌸㐲㜴㜸㍤攰㠵搷晤㤶挱㜵戹戶ㄲ㤹〲㜸ㄹ愳㔸㙥㌴挵ㄸ㡡戱ㄴ攳㈰搴㘶㑦扣㡥愷捦〴㡡㠹㄰㘹㜸ㅤ㠷愴㈵㑣㍣㤹づ㔵㄰㙡㈴㔴ㄳ慦㈹㔰㍤昱㥡ち愳㌷㕥攵㙥㑣愶㈳挰㙦㌰捣挳愶㐶愱戲づ慦ㅢ扤昰扡挱㌲戸慥㐳㡦㐱愶〰㕥挶改㉣ㄷ愴㤸㐱㔱㐳㔱ぢ愱搶㜹攲㔵㐷㥦㤹ㄴ昵㄰㘹㜸㡤㐵搲ㄲ㈶㥥㐵㠷搹㄰㙡㍣㔴ㄳ慦〸㔴㑦扣ㅡ㘰搴攱㘵㕦〷㙦㐶㥡㤴晤㉢㡡〰扦挱㌰㌷㕥㘲㔳挷㈳㐴㠷搷ち㉦扣㉥戴っ慥ぢ散ㄳ㤱㈹㠰㤷㌱㥦攵ㄶ㔰㥣㐹㜱ㄶ挵㐲〸戵挴ㄳ慦㜳攸㜳㉥挵㈲㠸㌴扣㈶㈱㘹〹ㄳ㉦愶挳ㄲ〸㔵〵搵挴㙢㈹㔴㑦扣捥㠷㔱㠷㤷㝤㠱扦ㄹ㘹㔲昰㕡㠶〰扦挱㌰㌷㕥㘲㔳㔳㄰愲挳㉢收㠵搷ㄹ㤶挱昵捤挱㌴㘴ち攰㘵慣㘲戹换㈸㉥愷戸㠲攲㑡〸㌵摢ㄳ慦慢改㜳つ挵㙡㠸㌴扣愶㈳㘹〹ㄳ慦愵挳㍡〸㜵㈲㔴ㄳ慦昵㔰㍤昱扡ㄶ挶昴戱㠴晤㕤㐰㌳㔲愴㘰戵〱捥㝥㠳㈱㙥慣挴愶㑥㐲㠸づ慢㤳扣戰㍡搱㌶愴㝦㈵㜲ち㌲〵昰㌲㙥㘵戹摢㈸㙥愷戸㠳㘲ㄳ㠴慡昲挴敡捦昴戹㡢攲㙥㠸㌴慣㑥㐵搲ㄲ㈶扥㤷づ㥢㈱㔴㌵㔴ㄳ慢㉤㔰㍤戱晡ぢ㡣扡㝤换ㅣ㑢昴㜳㘳戲ㄵ〱㝥㠳㘱ㅥ㌶㜵㍡㉡敢昰ㅡ㙥挳㤲㍥慥ㅦ㘶ㄹ㕣摦昵捣㐰愶〰㕥㐶㌳换㙤愷㜸㠴攲㔱㡡ㅤ㄰㙡㤰㈷㕥㡦搳攷〹㡡㈷㈱搲昰慡㐱搲ㄲ㈶㝥㡡づ㑦㐳愸㄰㔴ㄳ慦㥤㔰㍤昱㝡〶㐶ㅤ㕥㥥晢搷㜳〸昰ㅢっ㜳攳㈵㌶挵㙦愶㜴㜸ㅤ收㠵搷愱㤶挱昵㈵㔶㍤㌲〵昰㌲㕥㘵戹㝦㔱扣㐶昱㍡挵ㅢ㄰慡㥢㈷㕥晦愶捦㕢ㄴ㙦㐳愴攱挵敦挳㑡㤸昸㕤㍡扣〷愱㘶㐳㌵昱㝡ㅦ慡㈷㕥晦㠱㔱㝦㉣昶㜱攳昱〱㥣晤〶㐳㍣㙣㉡㠲慡㍡慣㍡㝡㘱戵㠷㘵㜰㝤㍢搷㠸㑣〱扣㡣㕤㉣昷〵挵㤷ㄴ㕦㔱㝣つ愱摡㜹㘲昵扦昴昹㤶攲㍢㠸㌴慣愲㐸㕡挲挴㍦搰攱㐷〸㜵〶㔴ㄳ慢㥦愰㝡㘲昵㌳㡣扡㝤换㍣ㄶ㌵攳㠸㕦ㄱ攰㌷ㄸ收挶㑢㙣㉡㠶捡㍡扣㝥昸搹㘳㕣晦扤㘵㜰㝤敤挸慢㜹〱扣㡣㠲㕣〸捥㕡㌲晣ㄴ敤㈸ち㈱搴㔷〸搵㝦㘶散㐰㥦㈲ち㑥㜰㑡挳慢〹㐹㑢㤸戸㈳ㅤ㍡㐱愸㜹㔰㑤扣㍡㐳昵挴㙢㑦ㄸ㜵㜸搹㕦㝢㌶㈳㑤捡戹㝥㙦〴昸つ㠶戹昱ㄲ㥢㥡㡦㄰ㅤ㕥敦㝡攱昵㡥㘵㜰㝤㥦㝡㈶㌲〵昰㌲〲㉣㔷㐲㜱㄰㐵㌷㡡㔲〸昵扡㈷㕥〷搳愷〷挵㈱㄰㘹㜸㥤㠵愴㠲搷㘱㜴攸〹愱捥㐶㤷㠹㔷㉦愸㥥㜸ㅤづ愳晥㔸搴㝣㘶㍣〲捥㝥㠳㈱㙥慣挴愶捥㐱㔵ㅤ㔶㑦㜹㘱昵㜷换攰晡愲㜸ㄱ㌲〵昰㌲〶戰摣㐰㡡愳㈹〶㔱ㅣ〳愱ㅥ昵挴敡㔸晡っ愱ㄸち㤱㠶搵㜹㐸㉡㔸つ愷㐳〵㠴㕡㠲㉥ㄳ慢㑡愸㥥㔸ㅤ〷愳㙥摦戲扦愸㙥㐶㥡㤴㝤㙢㈴〲晣〶挳摣㜸㠹㑤㉤㐵㠸づ慦㝢扤昰扡挷㌲戸扥〱攷ㄷ摦〱扣㡣㠹㉣㌷㠹㘲㌲㐵ㄵ挵ㄴ〸㜵㠷㈷㕥搳攸㌳㥤攲〴㠸㌴扣㤶㈱愹攰㜵ㄲㅤ㑥㠶㔰晣晡摣挴敢ㄴ愸㥥㜸㥤ち愳㝥摦搲㥣户慡攱散㌷ㄸ攲挶㑡㙣㙡〵慡敡戰㕡敢㠵搵ㅡ换攰晡㙡㝦㈵㌲〵昰㌲敡㔹㉥㑣㌱㡢㘲㌶㐵〴㐲㕤攱㠹㔵㈳㝤愲ㄴ㜳㈰搲戰扡ㄸ㐹〵慢ㄸㅤ攲㄰敡㔲㜴㤹㔸㈵愰㝡㘲搵〴愳㙥摦戲愷ㄶ㌴㈳㑤捡扥㌵て〱㝥㠳㘱㙥扣挴愶㔶㈱㐴㠷搷㘲㉦扣捥戳っ慥㌹ぢ㤷㈳㔳〰㉦㘳ㄱ换㥤㐷戱㤸㘲〹挵㔲〸㜵㤶㈷㕥ㄷ搰㘷ㄹ挵㜲㠸㌴扣慥㐰㔲挱㙢〵ㅤ㉥㠲㔰㔷愱换挴㙢㈵㔴㑦扣㉥㠶㌱㝤摦戲攷㑣㌴㈳㐵ち㔶㤷挲搹㙦㌰挴㡤㤵搸搴搵〸搱㘱㌵换ぢ慢戰㘵㜰㑤挶㔸㡤㑣〱扣㡣搵㉣户㠶㘲㉤挵㍡㡡昵㄰慡挶ㄳ慢敢攸戳㠱攲㝡㠸㌴慣搶㈰愹㘰㜵㈳ㅤ㙥㠲㔰敢搰㘵㘲戵ㄱ慡㈷㔶㌷挳愸摢户散挹㈰捤㐸㤳㠲搷㉤〸昰ㅢっ㜳攳㈵㌶挵愹㈳㍡扣㈶㝢攱㌵挹㌲戸㘶㤹㕣㠷㑣〱扣㡣扢㔹敥ㅥ㡡㝢㈹㌶㔳㙣㠱㔰㘳㍤昱扡㡦㍥㕢㈹戶㐱愴攱戵〱㐹〵慦〷攸昰㈰㠴扡〱㕤㈶㕥㝦㠵敡㠹搷㐳㌰敡昰㌲挷㕣扤摤㤸㍣㡣〰扦挱㌰て㥢扡ㄱ㤵㜵㜸ㅤ敤㠵搷㐰换攰㥡㍥戳ㄱ㤹〲㜸ㄹ㑦戲摣摦㈹㥥愲㜸㥡㘲㈷㠴敡敢㠹搷戳昴㜹㡥攲㜹㠸㌴扣㙥㐶㔲挱敢㐵㍡扣〴愱㙥㐱㤷㠹搷换㔰㍤昱晡〷㡣㍡扣散改㍢捤㐸㤳戲㝦扤㠲〰扦挱㌰㌷㕥㘲㔳㥣散愳挳敢㈰㉦扣㑡㉣㠳㙢㕥搰敤挸ㄴ挰换㜸㥢攵摥愱㜸㤷攲㍤㡡昷㈱搴扥㥥㜸晤て㝤㍥愰昸㄰㈲つ慦㍢㤰㔴昰晡㤸づ㥦㐰愸㍢搱㘵攲昵㈹㔴㑦扣晥ぢ愳づ㉦㜳晦搲㝣〶晡ㅣ〱㝥㠳㘱㙥扣挴愶㌸㡢㐹㠷㤷摦ぢ㉦挳㌲戸㈶㍣摤㡤㑣〱扣㡣敦㔸敥㝢㡡ㅦ㈸㝥愴昸〹㐲戵昱挴敢ㄷ晡晣㑡挱㌹㔳㘹㜸㜱敥㤴攰㤵ぢ㥢搱〶㐲㙤㐶㤷㠹㔷ㅥ㔴㑦扣㌸㔱㕥㝦慥搷㕣㡢㘸ぢ㘷扦挱㄰㌷㔶㘲㔳㕢㔰㔵㠷搵㤷㍦㜹㝣晥昹挲㌲愴捦攴捡摦㡡㑣改㕦㔹换㘴昵攴ㅣㄷ挷散㤹づ㜰昶搵㑤㙤っ㈷攲敤敡㠶㌵㈵愲㈳挲㠹捡㜸愲戰づ〲㑤〹改㉡搳㐱ㅣ㐱㍤敢愶㠵㐳昳愶攰㥢搹〳摤㈶捣攳慦㘸㡡㈷愲昲㙤晣〱㙥㝢㘵昴昸㘸愲㌲ㅣ㥦ㄳ〹㉥㈸搵㤸㑤换昴晡㔰㈳收㈷挵㌰㑤愹㈵愷攸㥣㌹愱㕡捤㍡㔶㐵㥢㘲㌵愱搱㤵㝦㠴ㄹ㑥捡㥣㔶㠰摤㤴㜳㥢㔴㜷敦ㄹ㍤づ摣昷〷㌷戹昸㑡㕢晤戶〹㌲扥㘲散㙥㜹戳愷つ㡢攱昶ㅡ㌴㜳㔸㤹㜳㔶㌰㘹㘵㕢㡢晢㠸㘳搲㔴㍢㌸晢敢挰慢搹搷摥㥡㤵㌷扡㌱ㅥ慥つ昹㉤㙤㝣戸戱㠳搵㥣搰㤴㐸戱〴攷㜷戲㉣昸攲㝤㐲㈳戸慦〹挶㙡晦〸戴㘰挳戰㤸㥣㈸ㅦ晥晤㌶愴捤㌴㌹㌹扢㜸㈹㠳换慥㜳㜱㥥㈱捥㥣㤹愴㥤〳㤱㍣ㄶ搱㜰捣㌷㉢㠲㝦㝢㐲㥤散㉥愰㌶㍥ㄴ㙣ㄴ〶慡ㄲ戵㤵愱戹ㅤ挴㈳㠴扤ㅢ昷捥㐴㐲㥤㔲㔵㤹㈵㘳搴つ㥢ㄱ㡦㐶㥡ㄲ愱づ挹㤶ㅣ攵㐶摤攴㔰〴㜳ㄸ收㠶ち㤳慤㠹㌵〹捣慥㑣收攳扣挰㍦づ㍢㐰㈴捦㘲㐸〹㐷扥っ㈷户搴㡤攰〱昴ㅢㄹ〵㤱㜵戲㝣㌶㐴慤㕤挳攵戶㈱㌹㜶㠳摣㠲㕣捥㌸换㝥㜲㈰㡦愲㑥昶㥣㔵昳昴㈶㘷慥㐲扢㡦昳昲摡搷挹㐹て㤳㙦㜹摢㔴ㄱて㥢〸敥㘷㑢㠴㙢㠲㤱挸㠲づ㜵愳ㅢ㙢㈲㑤戵愱㜱挱ㄹ愱㠸㝤挲㡥挶ㅡ晥㈰㝣攵㜱昷㌷戹捡㠰㡢㌵㘳㜲㌴敥㌳戴愷㈲晥收㜳ㅣ慥挵搹敦愹挸㘱搲昲㈰㔶攲晦㍣ぢ搳㡦愰㡥扢攷㄰换㥤㘸㌸愵戹扡㜸㉥攳㔴戵攴㐴㑥㌹摡ㅣ㙥攳愲攳愲㤸㘴㕢敢攸ㅡㄵ㌶扢晥㌰挷㤴㔰攴昳昹㝥敢㍢ぢ戰挲戲换㥡㠶㠰㤳㥤愹て攱攸㡡〷挶㐳搰搳㈷戹㌹㐶㈰昲愶㉦㈷挰㘲㌸ㄶ昱散㘵㡥ㄸ愶㠴ㄳ㤱㔰扢㍡戱㑢扢㠰㠷〳搱㙣㕢㌷愵ㅥ戳挲㉡摢搷㡤㡣㠵㙢㈳攱挶㄰㐷ㅦ㤸昴捤扢晦挶㠵㘶㘲㝡昲挴㘸㍣捣愹㔹敤敢愶挴㠲㡤昱㌹㥣ㄷ㔸戳愰㘳㡡㈶㘴攵搷つて㌷攲攰㌱㙢戲㕤㔴㔷㔵ㅦ㥤㠷㝢㘲㥢ㅡㅡ㐷〶攷挴晦㄰㐴㔹㙦㈵㐰挸㍣愲㜲㔵㙥慥㉡挸㉤昸慤敦㔱搸挳㤱㤲㤳㠴㜲㈹㉣慡晥㠶㔶㠶㘳㤵㉣㔹㤳挳㜹慣㜲㥤㔲敥昱搴捥㔸㑤摥㔰捣昳慦搱ㄹ〷㘸攱㥥㄰愳㐷㑥ㅤ扤晢㤶㠲晦㥦扢㜳昳ㅦ㐶攲っ敦〲戲㔷㈴愷㉦敦〹攷づ收㥥挲㍥敥㌸㠶㄰㑥㉤㝤敦昳搷㠹て㜷㐴扣㜱搲㥤捤ㄱ㤸㜱㕡㠸攳ㅥ㘷㕤㑣搴挵改戶㠳愹㜰ㄸ搷㄰㡣挴㉤㕢㐵戴愱㈱挸㍤㡢㝢㘵ㄵ㑥搹愱〲ㄹ㔳攳㐴㘲搴㐱挸敥㘷㜵〵攷愳㉢㌸㕦扡昰㑥捣㕢ㄲ愴捤㕣搱㤹挱㔸㌸㔱摦㄰慥㈹愰挲摢〶晥㄰扢㈴昶愰㍣㠰㘹㉦戲㕦㘲㠰㥡㍥㉢搸㥣挸ち戶换昰㤹㠱搰㤱㝤散戸戹昲昶慤㝥攳㝣㙦っ㕦つ㡥㘸㡤扤㈱昲昱㜱づㅤ搶㌱攲ㄸ㜷愱㐷捥㐱㜹摢攱㤰㜱ㄶ㙥㕢㌸昸挷㐵㠳戵㈳㜰て㐹㌴搶搶扡㙤扣〰㈴昲摣ㄱ㉢收挴敢ち摣㥤㠰扢ㅥ收㘲愰ㅢ㉢㘰㐷ㄵ收㌴攷㜱捡戶捦㘴㡢㐷㘷㑥㝥㝥扢〲㕤慤搱㜶慥㔲㙢ㅡ慡昳戶晢搱慥晣㥦㑥ㅡ㠰㔳㈸㌷㠰㘳〵愳ぢ㌷㜶ㅦ〸昵〸㔴㙥㑦㥡㐳㔷㍡散㑢㌴㜶挰㤸㝥㍣㜸捥㔲㐶㐰㑥㝥〳㘷㑦ㄷ㌴㜰㜳㌰愶昰㘱㑥㌵㘶㘱〳ㄲ㕦扢㠲㐷㘱㌷昶㠳搷㌳㍢㜷づ㐶㍢㐷㍤〱㘱搷攷づ㘰慤攰晥昰㌱づ㠰㔰捦愳㤳ㅦ㍢㝤〷㐲戳㍥㜲〴搰㜴㝣攴㔰㥣散捡㡦ㅤ昶攲㈰捤愴㑣扤〸ㄳ〷捣㍣㑦戵㌴昸㔲㉦挱㡦〳㌰㝣㘳挵搵㘸㐶换ㅥ〱愸㤷愱㜰ㄴ㘰㉥㥥敦㔳㡡㌳㙡昹㕥㤵愳㍤㌷慡㔷㘰攱昹搱攸挶㙤㝣ㄵ㉤㥥㜷戸ㅦ㜲㌳㡤敥㄰㉤敥㠷敡㌵㐴搸搸㌱摡挲敥㘰㘶攸挱扣慦敢ㅤづ愱挳愱㜴攰散㕤ㄲ㙣ㅣ〶㉤挹挹㕢㡥㌰〷㈷㍤ㄹ搶㡢㘱㥣㌱㉢㥣ㅣ㑥慤㌴挷㈸挳晦㑥㐲㌸㥢㌶㌳㈱ㅦ挳㈳㙢㐲㍥㠱戳㐹挸ㄱ㕣㠷㘶愸㐹㐲㌸㔳㌷ㅢ㐲㍥㠳㕦〶㐲㍥㠷㔹〸改捤㑤摡〵捤㈶㠴摢㘸昴㠵㘸㤹㤰㉦ㄱ愶㈱愴ㅦ㌳昴㘷摥慦昴づ㐷搲攱㈸㍡㝣つ〷㈱㘴〰戴㈴㈱摦㍡挲ㅣ㠴っ㘴搸搱っ攳㙥㉤㠴っ㠲㘶ㅤ㈴挷愰改攴㠴㘷戴捣㥣攴挲㈳㙢㑥摡挰搹攴㘴㌰㔷愳㔹㡡㤹挳㘴挵挱㝡㌶㥣昸攰㤷㠱㤳戶㌰ぢ㈷㐳戸㡤〵搰㙣㑥戸㤹挶㌰㠸㤶㌹昱㈳㙣㍢㔶㉥敤〴㌷㥣ㄹ㉡㤸户㥤摥愱㤲づ挷搱愱㄰づ挲挹〸㘸㐹㑥㡡ㅣ㘱づ㑥㐶㌲㙣ㄴ挳扡挰㐱㌸ㄹつ捤攲㘴っ㥡㑥㑥㌸㌳㌸㌳㈷㕤攱㤱㌵㈷晢挲搹攴㘴㉣㔷㈳㠵㤳晤㘰换㠶ㄳ㑥㍦捥挰挹㠱㌰ぢ㈷攳戹㡤〱㘸㌶㈷摣㑣㘳〲㐴换㥣ㅣ㠴戰敤㙥㑥㈶㌲挳㈴收敤愶㜷㤸㑣㠷㉡㍡㤴挲㐱㌸㤹〲㉤挹㐹て㐷㤸㠳㤳愹っ㥢挶戰㜲㌸〸㈷搳愱㔹㥣㥣㠰愶㤳ㄳ捥㍥捥捣㐹ㅦ㜸㘴捤㐹㕦㌸㥢㥣㥣挸搵㐸攱愴ㅦ㙣搹㜰挲㈹捥ㄹ㌸㌹ち㘶攱攴㘴㙥攳〰㘸㌶㈷摣㑣攳㔴㠸㤶㌹㌹ㅡ㘱摢摤㥣㥣挶っ搵捣㍢㐸敦㜰㍡ㅤ㠲㜴㌸〶づ挲挹っ㘸㐹㑥㠶㌸挲ㅣ㥣搴㌰慣㤶㘱愳攰㈰㥣㠴愰㔹㥣搴愱改攴㠴㌳㥣㌳㜳㌲〶ㅥ㔹㜳㌲ㄶ捥㈶㈷㌳戹ㅡ㈹㥣㡣㠳㉤ㅢ㑥㌸㡤㍡〳㈷ㄳ㘰ㄶ㑥挲摣挶㠹搰㙣㑥戸㤹挶㙣㠸㤶㌹㤹㡣戰敤㙥㑥㈲捣搰挰扣㔵㝡㠷㐶㍡㐴改㌰〵づ挲挹ㅣ㘸㐹㑥愶㍢挲ㅣ㥣㥣挱戰ㄸ挳㑥㠷㠳㜰ㄲ㠷㘶㜱㈲捦㜰摡㝤㥤㔷〵攱㤳㤹㤳ㄹ昰挸㥡㤳ㅡ㌸㥢㥣㌴㜱㌵㔲㌸愹㠵㉤ㅢ㑥敡攰㤷㠱㤳㤹㌰ぢ㈷昳戸㡤昵搰㙣㑥戸㤹挶〲㠸㤶㌹㤹㠵戰敤㙥㑥捥㘴㠶戳㤸㜷戶摥㘱㈱ㅤ捥愶㐳〴づ挲挹㌹搰㤲㥣㐴ㅤ㘱づ㑥捥㘵搸㈲㠶捤㠷㠳㜰㜲ㅥ㌴㡢㤳挵㘸㍡㡦ㄳ捥搴捥捣挹㤹昰挸㥡㤳戳攰㙣㜲戲㠴慢㤱挲挹㐲搸戲攱㠴搳挱㌳㜰㜲㉥捣挲挹昹摣挶㐵搰㙣㑥戸㤹挶㌲㠸㤶㌹㔹㡣戰敤㙥㑥㤶㌳挳㠵捣扢㐴敦戰㠲づㄷ搱㘱㈹ㅣ㠴㤳㤵搰㤲㥣㉣㜳㠴㌹㌸戹㤸㘱㤷㌰㙣ㄵㅣ㠴㤳㑢愹㘱㈰扣ち晦㍢〹攱㔴昰捣㠴㕣づ㡦慣〹戹〲捥㈶㈱㤷㜱ㅤ㔲〸戹ㄲ戶㙣〸攱㝣昳っ㠴㕣〳戳㄰㜲〵㌷㘹㌵㌴㥢㄰㙥愳㜱ㄵ㐴换㠴慣㐵搸㜶㌷㈱㔷㌳挳㌵捣扢㑥敦戰㥡づ㙢攸戰ㅥづ㐲挸㕡㘸㐹㐲㌶㌸挲ㅣ㠴慣㘳搸㝡㠶摤ち〷㈱攴㕡㘸搶㐱㜲ㅤ㥡㑥㑥㌸攵㍣㌳㈷户挳㈳㙢㑥敥㠰戳挹挹〶慥㐶ち㈷㥢㘰换㠶ㄳ捥㙢捦挰挹㕤㌰ぢ㈷㌷㜰ㅢ敦㠶㘶㜳挲捤㌴㙥㠲㘸㤹㤳㝢ㄱ戶摤捤挹㐶㘶戸㤹㜹㌷敢ㅤ晥㐴㠷㕢攸戰〵づ挲挹慤搰㤲㥣㙣㜵㠴㌹㌸戹㡤㘱户㌳慣ㄹづ挲挹ㅤ搰㉣㑥㌶愱改攴㘴㍢㝣㌲㜳昲〸㍣戲收攴㔱㌸㥢㥣摣挹搵㐸攱㘴〷㙣搹㜰昲㌸晣㌲㜰昲〴捣挲挹㕤摣挶㈷愱搹㥣㜰㌳㡤㝢㈰㕡收攴㈹㠴㙤㜷㜳㜲㉦㌳㙣㘶摥愷昵づ㕢攸昰ㄷ㍡散㠴㠳㜰㜲ㅦ戴㈴㈷捦㌹挲ㅣ㥣㙣㘵搸㌶㠶扤ち〷攱攴㝥㙡㌸㜱㍤㠰晦㥤㠴㜰摥㝣㘶㐲㕥㠳㐷搶㠴扣づ㘷㤳㤰〷戹づ㈹㠴扣〱㕢㌶㠴㜰㜲㝥〶㐲摥㠲㔹〸㜹㠸㥢昴㌶㌴㥢㄰㙥愳昱㌰㐴换㠴扣㡢戰敤㙥㐲㥡㤹㘱㍢昳扥愷㜷㜸㠴づ㡦搲攱㝤㌸〸㈱㍢愰㈵〹昹挰ㄱ收㈰攴㌱㠶㍤捥戰㕤㜰㄰㐲㥥㠰㘶ㅤ㈴㑦愲改攴㠴昳昳㌳㜳昲㈵㍣戲收攴㉢㌸㥢㥣晣㥤慢㤱挲挹搷戰㘵挳〹㙦〲挸挰挹户㌰ぢ㈷㑦㜳ㅢ扦㠳㘶㜳挲捤㌴㥥㠱㘸㤹㤳ㅦ㄰戶摤捤挹戳捣昰ㅣ昳晥愸㜷㜸㥥づ㉦搰攱㈷㌸〸㈷㉦㐲㑢㜲昲慢㈳捣挱挹㑢っ㝢㤹㘱〵戸ㄲ㉣㥣晣〳㥡挵挹㍦搱㜴㜲挲㝢〰㌲㜳攲㠷㐷搶㥣戴㠳戳挹挹㉢㕣㡤ㄴ㑥ち㘱换㠶ㄳ摥㘸㤰㠱㤳㈲㤸㠵㤳㝦㜱ㅢ㡢愱搹㥣㜰㌳㡤搷㈱㕡收愴㈳挲㌴㥣扣挱っ㙦㌲㙦㈷扤挳扦改昰ㄶㅤ㍡挳㐱㌸㜹ㅢ㕡㤲㤳扤ㅤ㘱づ㑥摥㘱搸扢っぢ挰㐱㌸㜹㡦ㅡ㑥㕣敦攳㝦㈷㈱扣挹㈰㌳㈱〷挱㈳㙢㐲扡挱搹㈴攴㍦㕣㠷ㄴ㐲㑡㘱换㠶㄰摥挹㤰㠱㤰ㅥ㌰ぢ㈱ㅦ㜰㤳づ㠱㘶ㄳ挲㙤㌴㍥㠲㘸㤹㤰挳㄰愶㈱攴㘳㘶昸㠴㜹㝢敡ㅤ㍥愵挳㝦改搰ぢづ㐲挸㘷搰㤲㠴ㅣ攱〸㜳㄰昲㌹挳㜶㌱㙣〰ㅣ㠴㤰㉦愰㔹〷挹㤷㘸㍡㌹攱捤っ㤹㌹㌹ㅡㅥ㔹㜳㌲〸捥㈶㈷㕦㜱㌵㔲㌸㌹〶戶㙣㌸攱ㅤㄳㄹ㌸ㄹ〲戳㜰昲つ户㜱㈸㌴㥢ㄳ㙥愶昱㉤㐴换㥣っ㐷㤸㠶㤳敦㤸攱㝢收慤搰㍢晣㐰㠷ㅦ改㔰〹〷攱攴㈷㘸㐹㑥㐶㍡挲ㅣ㥣晣捣戰㕦ㄸ㌶ㄱづ挲挹慦搴㜰㤰攴搰捤昱搹㥤㜷㑢㘴㈶㘴㌲㍣戲㈶愴ち捥㈶㈱晣ㄲ㉦㤵㤰㈹戰㘵㐳〸㙦挹挸㐰挸㜴㤸㠵㤰㌶愸愰㑥㠰㘶ㄳ挲㙤㌴昲搱摢㌲㈱㈷㈱㑣㐳㠸㡦㉢摤㤶㜹㑦搶㍢ㄴ搰㠱て愲㔶愷挰㘱〷戰㌴晣搰㤲㠴㔴㍢挲搰㙦㝦ㄱ搳づ㙤愳㄰㐲搵挳㐱〸㘹て捤㍡㐸㍡搰搳挱〹敦捡挸捣挹㉣㜸㘴捤挹㙣㌸㥢㥣ㄴ㜱㌵㥡愵㤸㜵㝤㍥〲㕢㌶㥣昰搶㡦っ㥣㐴㘱ㄶ㑥昶攰㌶捥㠱㘶㜳挲捤㌴㍡㐱戴捣㐹っ㘱ㅡ㑥㍡㌳挳㥥捣ㅢ搷㍢散㐵㠷扤改㤰㠰挳づ㙣㥥搱〵㕡㤲㤳㜹㡥㌰昴摢㥣散㠳戶搱ㄵ㐲㉤㠲㠳㜰戲㉦㌵ㅣ㈴晢搱捤㐱〸㙦晢挸㑣挸㘲㜸㘴㑤挸ㄲ㌸㥢㠴散捦㜵㘸㤶㘲ㄶ㈱㑢㘱换㠶㄰摥㕢㤲㠱㤰㘵㌰ぢ㈱〷㜲㤳㤶㐳戳〹攱㌶ㅡ㈵㄰㉤ㄳ戲〲㘱ㅡ㐲づ㘲㠶㙥捣㝢㤱摥愱㤴づ摤改戰ㄲづ㍢戰㜹挶挱搰㤲㠴㕣敡〸㐳扦㑤㐸て戴㡤㐳㈰搴㙡㌸〸㈱㠷㐲戳づ㤲挳攸改攰㠴户㤷㘴收㘴㉤㍣戲收㘴ㅤ㥣㑤㑥㝡㜲㌵㥡愵㤸挵挹㝡搸戲攱㠴昷戰㘴攰㘴〳捣挲挹攱摣挶敢愱搹㥣㜰㌳㡤㈳㈰㕡收攴㐶㠴㘹㌸㈹㘷㠶摥捣㝢㤳摥愱てㅤ晡搲㘱㈳ㅣ㜶㘰昳㡣㝥搰㤲㥣摣攲〸㐳扦捤㐹㝦戴㡤㈳㈱搴摤㜰㄰㑥㡥㠲㘶㜱㌲㠰㥥づ㑥㜸ぢ㑢㘶㑥敥㠵㐷搶㥣㙣㠶戳挹挹㐰慥㐶戳ㄴ戳㌸搹〲㕢㌶㥣昰㍥㤹っ㥣㙣㠵㔹㌸ㄹ挴㙤摣〶捤收㠴㥢㘹っ㠶㘸㤹㤳〷㄰愶攱攴㔸㘶ㄸ挲扣て敡ㅤ㠶搲㘱ㄸㅤ晥ち㠷ㅤ搸㍣㘳㌸戴㈴㈷て㍢挲搰㙦㜳㔲㠱戶㔱〹愱㥥㠴㠳㜰㜲ㅣ㌴㡢㤳ㄱ昴㜴㜰挲摢㘴㌲㜳昲ㄴ㍣戲收攴㘹㌸㥢㥣㡣攴㙡㌴㑢㌱㡢㤳㥤戰㘵挳〹敦挵挹挰挹㜳㌰ぢ㈷愳戹㡤捦㐳戳㌹攱㘶ㅡ㘳㈱㕡收攴㐵㠴㘹㌸ㄹ挷っ攳㤹昷㈵扤挳昱㜴㤸㐰㠷㤷攱戰〳㥢㘷㑣㠴㤶攴攴ㄵ㐷ㄸ晡㙤㑥㈶愱㙤㑣㠶㔰㙦挳㐱㌸愹㠲㘶㜱㌲㠵㥥づ㑥㜸㉢㑥㘶㑥摥㠵㐷搶㥣扣〷㘷㤳㤳愹㕣㡤㘶㈹㘶㜱昲㍥㙣搹㜰挲晢㝤㌲㜰昲〱捣挲挹㜴㙥攳㠷搰㙣㑥戸㤹挶㠹㄰㉤㜳昲㌱挲㌴㥣㥣挴っ㈷㌳敦㈷㝡㠷㔳攸㜰㉡ㅤ㍥㠵挳づ㙣㥥㜱ㅡ戴㈴㈷㥦㍢挲搰㙦㜳㔲㡤戶㜱㍡㠴晡づづ挲㐹㤰ㅡ摥攰㘷搰捤㐱〸敦昵挹㑣挸て昰挸㥡㤰ㅦ攱㙣ㄲ㔲挳㜵㘸㤶㘲ㄶ㈱㍦挱㤶つ㈱扣愱㈸〳㈱扦挲㉣㠴㠴戸㐹㌹ㄸ昹摡㠴㜰ㅢ㡤㤹㄰㉤ㄳ㤲㡢㌰つ㈱昵捣㄰㘶摥㌶㝡㠷㔹㜴㤸㑤㠷㍣㌸散挰收ㄹㄱ㘸㐹㐲摡㍡挲搰㙦ㄳ搲㠰戶搱〸㤱扦〷ㅣ戲扢㍤㠵ㄳ攸㡡ㅤ昷っ㜱㘲㘵㝣㡦扡㐹㑤挱〸㝥搰㘳〲收慥㈷搸昵㐷㤸戹㤸㘷摥㐱㤰晥㈰敡搴摦昹挰㥤㌷戲〹㈷㥦㝡〰戶㉣ㅤ㠳㔴㕦㙢摢攲昴晣㙤㜷ㄸ昸昳㉦晢昱搷㕦戳慢愲㔰愵敤㕣㍥晣戴扡㍡愷㠰㌵㐱ㄲ愸攳㕣敢㡥㘸㘶㤸挰㥢㌶搹㥥㤹㍡敤㥥㠵挸㤹愵㍤㈳晣改ㅦ摤昴挵搴㜹扣㜳戰㜷愸捥愸挶ㅣ挶ㄹ搴慣ㄵ挹摦ㅢ扤㉤㑥〲㐵〰敥㈲攲㜴搰慡挴㠲〸愶攰戲挹攷㜹㥡㉤捥㐴㌴捤㔸扤㘸㉣て㜷㑣愵㍦挳㌷ㄹ㝢ㅦ㔲戵敢㥣昶捣㘴〹愳㘵㑦慣㑤晥㈵〰搷㌳㍥ㄵ㑦挶㜰昱挵戱㡡㥤挷㠷㙢㘲搱㜸戴㉥ㄱ愸挲㉣昲〰㥦愲㡤挷摥㤴て换㕦㠹㡣摡㥡摣戰扣㐶晥㙡㡤㔰攴㥦摤ㄸ㥤搷㈸㙢㤳ㅦ攷挳挴〵慦戶㙤㔹㠶㜷ㄹ挸搲つ攰ㄵ㜷挱㡡㜲㈹摥挷㙥㜴戵ㅢ晢㕡㡤愲晤搰㘰㤴㑦㍣㝦㐷㔱扣㍦㌲戳㡡慦〹ㅢ戰㐷挵昰敡搴ㅦ攴昱捤㐵㜷㈱扡㘵㥥敢㘴㍣㜷摢㌷て㍤ㅤ搰攳㤸ㄴ㕥㝣㠰㤵挵㤸て愳㔱㠲㝣㐶〰㐲〵搰捦㔳㠹㕦㥤て摣戸慢戳㤶散戲慡〴㑤敥戶挶㐲挴愸㙥㘸〹㐴㘷㔳㠳ㄳㅤ㔵㜷㐸敥㔶㙡㌱㐲㐹㈶㍡昱散〲戸㤰っ戵〸㍤㈴㈴ㄵ搰㠳ㄹ㡡愵戸㠷摤㌸挴㙥ㅣ㙡㌵㡡づ㐳愳㜵〰敤㠹捣慣㘲㄰㔰㠳昰ㄹ㐴慣戸㤷摤扦㤴㕤㍤攸㜱㌰㠴㉡㐳扦〹搱〲㙣㐹㉡㐴㐷挰㈶㄰㉤㐷㡣敡つ㑤㈰扡㤰ㅡ㘲愱攷愸扥㤰〲搱㕣㠴扢㈱㑡㘸㈱敡挷㔰㉣挵晤敤挶㤱㜶攳㈸慢㔱㌴〰㡤搶㠱㘸㈰㌲戳㑡㍡㐴㐷摢晤慢〸ㄱ㥦捤㙡昴㠲㔰挷愰摦㠴愸挱〵搱㘰搸〴愲㉢〹捡㄰㘸〲搱㔵㑥㠸㠶愱㔷㈰㥡愵㠵愸㕥ぢ搱㜰〴㜱㈹慥戰ㅢ㤵㜶攳㌸慢㔱㌴〲㡤搶㠱㘸㈴㌲戳㑡㍡㐴愳散晥昵㠴愸㉦㍤㜸ㅢ㠷ㅡ㠳㝥ㄳ愲愰ぢ愲戱戰〹㐴搷ㄳ㤴昱搰〴愲ㅢ㥣㄰㑤㐰慦㐰㜴㥡〳㈲摦㑤㜰昱㍣ㄵ慡㔳戴戸㑤㐴㈶㉥挵㤳散挶㘴扢㔱㘵㌵㡡愶愰搱㍡戸㑤㐵㘶㔶㐹挷㙤㥡摤㝦㉢㜱ㅢ㐸㡦〱㄰敡〴昴㥢戸㑤㜵攱㜶㈲㙣㠲摢㈶㈲㜵㌲㌴挱敤㑥㈷㙥愷愲㔷㜰㥢散挰捤㈰㙥㜲㠲㥡愸㠵攸㌴〴㜱㈹慥戶ㅢ愷摢㡤愰搵㈸㥡㠱㐶敢㐰㔴㠳捣慣㤲づ㔱慤摤扦㠵㄰つ愱挷戱㄰慡づ晤㈶㐴愳㕤㄰捤㠴㑤㈰摡㐶㔰挲搰〴愲晢㥤㄰捤㐶慦㐰㌴㐲ぢ㔱愵ㄶ愲〸㠲戸ㄴ㌷搸㡤㐶扢ㄱ戵ㅡ㐵㜳搰㘸ㅤ㠸捥㐰㘶㔶㐹㠷㈸㘶昷㌷ㄳ㈲㍥㠰搵愸㠴㔰〹昴㥢㄰つ㜶㐱搴〴㥢㐰戴㠳愰捣㠳㈶㄰㍤收㠴㘸〱㝡〵愲愳㥤㄰㈵摦收〶㘸㈱㍡ㄳ㐱㕣㡡捦戲ㅢぢ敤挶搹㔶愳攸ㅣ㌴㕡〷愲㜳㤱㤹㔵搲㈱㕡㘴昷敦㈴㐴㘳改㌱〶㐲㉤㐶扦〹㔱㙦ㄷ㐴㑢㘰ㄳ㠸㥥㈷㈸攷㐳ㄳ㠸㕥㜰㐲戴っ扤〲㔱㤹ㄶ愲㕥㕡㠸㤶㈳㠸㑢昱㠵㜶㘳㠵摤戸挸㙡ㄴ慤㐴愳㜵㈰扡ㄸ㤹㔹㈵ㅤ愲㑢散晥㔷〹ㄱㅦ戳㙡㑣㠴㔰慢搰㙦㐲搴摤〵搱㘵戰〹㐴㙦㄰㤴㉢愰〹㐴㙦㍡㈱扡ち扤〲搱㐱㕡㠸〲㕡㠸慥㐶㄰㤷攲㙢散挶㙡扢戱挶㙡ㄴ慤㐵愳㜵㈰㕡㠷捣慣㤲づ搱㝡扢晦㝤㐲㌴㥤ㅥ搳㈰搴㜵攸㌷㈱摡挷〵搱〶搸〴愲て〹捡つ搰〴愲㡦㥣㄰摤㠴㕥㠱㘸㉦㉤㐴㥤戵㄰㙤㐴㄰㤷攲㥢敤挶㥦散挶㉤㔶愳攸㔶㌴㕡〷愲摢㤰㤹㔵搲㈱扡摤敥摦㐵㠸㑥愵〷ㅦ搷慡㌶愱摦㠴愸扤ぢ愲㍢㘱ㄳ㠸扥㈶㈸㜷㐱ㄳ㠸扥㜱㐲㜴て㝡〵㈲扦ㄳ愲攴㍢㕡㠱ㄶ愲㝢ㄱ挴愵㜸戳摤搸㘲㌷晥㘲㌵㡡敥㐳愳㜵㈰摡㡡捣慣㤲づ搱㌶扢晦㈷㐲㔴㐳㡦ㄹ㄰敡〱昴㥢㄰㈹ㄷ㐴て挲㈶㄰攵攴挳昳㈱㘸〲ㄱ㝦捤㤲つ攸㌹敡㘱㐸㠱攸㤷ㅦ㜴㐳敥㥦搰敢晥㔴搲捣㔰㉣挵摢敤挶㈳㜶攳㔱慢㔱戴〳㡤搶㠱攸㌱㘴㘶㤵㜴㠸ㅥ户晢ぢ戰㠱昲㌳㠲〶ㅦ捡慡㥥㐴扦〹搱㌷搸㥡搴㑦㈵㝦㠷㑤㈰㉡㈴㈸㑦㐳ㄳ㠸摡㍢㈱㝡〶扤〲搱㤷㑥㠸㤲㝢搱㉥㉤㐴捦㈲㠸㑢昱㜳㜶攳㜹扢昱㠲搵㈸㝡ㄱ㡤搶㠱攸㈵㘴㘶㤵㜴㠸㕥戶晢㍢ㄳ愲㈸㍤昸㉣㔶昵㑦昴㥢㄰㝤攴㠲攸ㄵ搸〴愲㉥〴攵㕦搰〴愲㝤㥣㄰扤㡥㕥㠱攸㝦戴㄰扤慦㠵攸つ〴㜱㈹㝥搳㙥晣摢㙥扣㘵㌵㡡摥㐶愳㜵㈰㝡〷㤹㔹㈵ㅤ愲㜷敤晥〰㈱攲〳㔲つ㍥㝥㔵扤㡦㝥ㄳ愲㌷㕤㄰晤〷㌶㠱愸㤴愰㝣〰㑤㈰敡敥㠴攸㈳昴ち㐴慦㌹㈱㑡㡥㡢㕥搵㐲昴㌱㠲戸ㄴ㝦㘲㌷㍥戵ㅢ晦戵ㅡ㐵㥦愱搱㍡㄰㝤㡥捣慣㤲づ搱㉥扢扦ㄷ㈱㍡㡢ㅥ㘷㐲愸㉦搱㙦㐲昴㠲ぢ愲慦㘰ㄳ㠸捡〹捡㌷搰〴愲摥㑥㠸扥㐵慦㐰昴慣ㄶ愲㥤㕡㠸扥㐳㄰㤷攲敦敤挶て㜶攳㐷慢㔱昴ㄳㅡ慤〳搱捦挸捣㉡改㄰晤㘲昷て㈰㐴攷搱㘳ㄱ㠴㍣㌴挹㠴攸㌱ㄷ㐴ち㘷㜶㠱攸ㄸ㠲搲挶㝡㈳㌳〶㍢㈱捡㐷慦㐰昴㠸ㄶ愲㘶㉤㐴㍥〴㜱㈹收㘴ㄳ㘹ㄴ搸つ挳㙡ㄴ㜱㘲㐹敢㐰搴づ㤹㜵㄰ㄵ摡晤㤵㠴㘸ㄹ搶换攰戳㔵ㄵ㈷愸㤸㄰摤敦㠲㠸㜳㑡〴愲㔱〴㘵て㘸戲ㄷ㡤㜶㐲搴〹扤〲搱㝤㑥㠸㤲愷敢㉤㕡㠸㍡㈳㠸㑢昱㥥㜶㠳ㄳ㍤愴㘷㙦慢㔱搴〵㡤搶㠱㠸戳㐳㜴㄰㜱挲㠸昴㑦㈴㐴㝣攸愹挱㐷慡慡晤搰㙦㐲㜴愷ぢ愲晤㘱ㄳ㠸愶㄰ㄴ㤹㤱挱戸愹㑥㠸㑡攰㈳㄰摤敥㠴㈸㜹㉥扡㔵ぢㄱ㘷㘲㜰㈹敥㘶㌷㑡敤㐶㜷慢㔱㜴㌰ㅡ慤〳ㄱ攷㙢攸㈰㍡挴敥㍦㠵㄰㕤㠱昵㌳㉥㠷㔰㥣挱㘱㐲㜴㠳ぢ愲㥥戰〹㐴愷ㄳㄴ㤹㈰挱戸愰ㄳ㈲㑥㤰㄰㠸慥㜳㐲㤴摣㡢搶㙢㈱㉡㐷㄰㤷攲摥㜶㠳㌳㈱愴愷慦搵㈸敡㠷㐶敢㐰搴ㅦ㤹㜵㄰㜱㐶㠵昴搷ㄳ愲㌵㔸ㅤ㘳㌵㠴ㅡ㠰㝥ㄳ愲慢㕣㄰㜱づ㠴㐰ㄴ㈱㈸㌲㕦㠱㜱つ㑥㠸〶挳㐷㈰扡摣〹㔱㜲㉦㕡愵㠵㠸昳ㄴ戸ㄴ㜳慥㠲㌴㠶摡㡤㘱㔶愳㠸昳ㄲ㕡〷愲ち㘴搶㐱㔴㘹昷㈷〸搱〶慣㤷㜱ㅤ㠴ㅡ㠱㝥ㄳ愲ぢ㕤㄰㜱㑡㠲㐰㌴㥦愰㡣㠶㈶攷愲〵㑥㠸挶愲㔷㈰扡㐰ぢ搱㔲㉤㐴攳㄰挴愵㤸㔳〷愴挱㜹〲搲攰㕣〱㉥㐵ㄳ搱㘸ㅤ㠸㈶㈱戳づ㈲捥㌷㤰晥㐵㠴攸㘶慣㠴戱ㄱ㐲㑤㐱扦〹搱搹㉥㠸愶挲㈶㄰㉤㈵㈸昲㙤㍥攳捥㜷㐲挴㙦昳〵愲㌳戵㄰捤搷㐲挴㙦昱戹ㄴ昳㥢㝣㘹㥣㘲㌷㑥戵ㅡ㐵晣搶扥㜵㈰攲㜷晤㍡㠸㑥户晢㔷ㄲ愲㍢戰㕥挶敤㄰㡡ㄳ〰㑣㠸捥㜰㐱㔴〳㥢㐰戴㡡愰㤸摦慦㈳敥㌲㈷㐴晣㝥㕤㈰㙡搴㐲ㄴ搱㐲㔴㡦㈰㉥挵㘱扢挱㉦搲愵㘷戶搵㈸㡡愰搱㍡㄰昱摢㜷ㅤ㐴晣㐲㕥晡㔷ㄳ㈲㍥慡搴戸ㅢ㐲捤㐱扦ㅣ㍥敢搰㙦㉦挵㘷愰ㄷ㝦戸挹づ扤敤摢愸昹㔰㑡愹㍦㑤戱㤳攲ㄹ〸㜵㍡㄰㜸ㅤ㑦扥㜵晤㙡㘱戵㘵㜰晤㙡攱㐲㘴㜲搷㍢ㅢ扤昸挳慤㙤㘶扤愵㔰㑡愹愷搵㍢搱慢摥〹㤶挱昵慢㝦换㤱挹㕤敦㐲昴攲て扢㠹㔹㙦ㄵ㤴㔲㑤扤挹㕥昵㈶㔹〶搷㉦攷㕤㠹㑣敥㝡㔷愱ㄷ㝦〰摥慣户ㅥ㑡愹愶摥㔸慦㝡㘳㉣㠳敢㤷攷慥㐷㈶愹户ㄵ㤹敤愵昸〶昴攲て㌷㝦㤹昵㙥㠵㔲㑡㍤つ捦㑡慦㝡ㄵ㤶挱昵换㙤㥢㤰挹㕤㡦㕦㘷攰て㜷㕤㤹昵戶㐰㈹搵搴ㅢ散㔵敦ㄸ换攰晡攵戳㙤挸攴慥挷敦〶昰㠷㝢愹捣㝡捤㔰㑡㌵昵㡥昴慡搷摦㌲戸㝥㌹㙣〷㌲戹昹攳㠵㜶晣㘱慦㌷敢敤㠴㔲慡愹㜷㠴㔷扤㌲换攰晡攵慤攷㤱挹㕤敦〵昴攲て昷㈵㤹昵㕥㠵㔲慡愹㜷㠸㔷扤ㅥ㤶挱昵换㔵㙦㈰㤳扢摥㥢攸挵ㅦ敥〶㌲敢扤て愵㔴㔳慦挴慢㕥挰㌶愴晦晡搳㠷挸攴慥昷ㄱ㝡昱㠷㝢㝣捣㝡扢愰㤴㙡敡㜵戵搳愶晦㝡搲㍥㤶挱昵敢㐹㕦㈳㤳搴㑢㌹ㅥ扥㐱㉦晥㜰㜳㡤㔹敦㈷㈸愵㥡㝡㥤扣敡㜵戴っ慥㕦ㅦ㤲㉢㝣捣㤴㜲晥攴㤵㍥愹户换慣挷ぢ㘳扡㝡㠵㕥昵摡㔹〶搷㉦昸ㄴ㈲㤳㝢晢㜸搹㑣敡㝤㙢搶攳㔵㈶㕤扤㝣慦㝡㜹㤶挱昵ぢ㌸㕤戴昵㜸つ㑡敡晤㘲搶攳㈵ㅢ㕤扤㕦扥昷㜸㝦昸搹㌲戸㝥㐱㐶㉥攴戸昰攴〵ㅤ愹㤷㡦挹㉢㜸㍦敡攵㔱敦㕢慦㝡晦㙢ㄹ㕣扦挲㈲㔷㐵㕣昵㜸㜵㐴敡ㄵ㥡昵〶㜸搴摢攵㔵敦㜳换攰晡ㄵㄳ戹挴攰慡挷㑢つ㔲慦㤳㔹㡦㥦捣㜵㜸㝥攴㔵敦㐳换攰晡㈵㄰昹扣捥㝡㈹挷〳㍦户㑢扤慥㘶㍤㝥捣搵搵㝢搷慢摥㍢㤶挱昵㑢ㅡ昲攱搷戵㝤晣㄰㉣昵㑡捣㝡晣捣愸慢昷扡㔷扤搷㉣㠳敢搷㈸攴㤳愴㙢晢昸㠹㔲敡ㅤ㘲搶攳〷㌰㕤扤㤷扤敡扤㘴ㄹ㕣扦收㄰㐱㈶昷昹㡣ㅦ捦愴摥ㄱ㘶㍤㝥㥡搱搵㝢挶慢摥㑥换攰晡㌵㠴昹摡㝡晣慣㈳昵㡥㌴敢昱愳㠱慥摥攳㕥昵ㅥ戳っ慥㕦ㄳ㤰てっ㉥晥昸挱㐱敡つ㌶敢㜱㥣慤慢昷戰㔷扤扦㔹〶搷搳昸㘵昴敤慡挷㔱戸搴慢㌴敢慤昶愸户捤慢摥㔶换㤰晥㐴晢㘲晢㌴㥤捦㤱敤㘱摥捦㑥㌷㥦扢㠹ㄹ㝢愱戸㍣㕥戶〸敢㤸㕦挷㌹㠶敤敡㌸㤱㉦㈴て晦㤴㈷㤶㐷㘴㠲㕥㈱ㅥ挱ㄹ㥢ㅤ㡡㡤挳〳㘵昱攰捤慡戰昵㕢攲愳昱愰㔹㍥㈰搱㝥昴愳㈱ㅡ㘷㠷晡敡㈶挴昰㉣挸戶㜵愳攳㜸㙣㙤㙤〱㝥㝦㍥㤱〸挵ㅡ晦〸戳㕣㜱扤㌴て㜳㡦戱㤸㑦收搴捥㔶攴㌴挴昴㐷㐵㍡㥥捤扢ㅢて晢搹捣戹㝣㜲攷㙦㥢攳㉡搳慢㜳搵㕦挰慢㝣㉤昶㐹㥦㝤㘴ㅥㅦ㥥〶㡡㕦挰挵㕥攲㔷戲扥ちㄳ〳挵㔷〴㙥㤴〱捤愴摡㡡扦㔷ㅢ㍦挱㍢㥥ㅦ㄰ㅣ昱㜷㘹攳㈷㝢挷㜳挰敦㠸摦愴㡤㥦敡ㄹ㕦㙣㥦戶搵戶搴㐴户㘹ㄳ㥤攰㤹㐸㜱㘴敥㔸㤱㍦㘹攳㑦昶㡥攷㐸摢ㄱ㝦㤳㌶晥㌴敦㜸㡥㥣ㅤ昱搷㙢攳㠳摥昱ㅣ〹㍢攲慦搵挶搷㝡挷㜳㘴敢㠸㕦慢㡤㥦改ㅤ捦㤱慡㈳晥ㅡ㙤晣㉣敦㜸㡥㍣ㅤ昱㔷㙡攳ㅢ扣攳㌹㤲㜴挴㕦愶㡤㥦攳ㅤ捦㤱愱㈳晥ㄲ㙤㝣摣㍢㥥㈳㍤㐷晣㐵摡昸戹摥昱ㅣ戹㌹攲㤷㙢攳ㄷ㜸挷㜳㈴收㠸㍦㕦ㅢ扦搰㍢㥥㈳㉢㐷晣㘲㙤晣戹摥昱ㅣ㈹㌹攲捦搵挶㉦昶㡥攷挸挷ㄱ扦㔰ㅢ㝦扥㜷㍣㐷㌲㡥昸〵摡昸攵摥昱ㅣ㤹㌸攲攷㙡攳㉦昲㡥攷㐸挳ㄱㅦ搷挶㕦攲ㅤ捦㤱㠳㈳㝥㡥㌶晥㌲敦㜸㡥〴ㅣ昱つ摡昸㉢㍤攳昳昹ㅥ㤱昵㥢ㄵ㐷㜸扦昱摥㠶慢㔱㐷昱つ㠵〵㡤㙢愸昱敤㐱戴搵搴㜸戲ㄷ㙤つ㌵㥥戱㐵㕢㑢㡤攷㕦搱搶㔱攳搹㔴戴昵搴㜸㙥ㄴ敤㕡㙡㍣搳㠹㜶ㅤ㌵㥥户㐴摢㐰㡤㘷㈱搱慥愷挶㜳㡡㘸㌷㔰攳ㄹ㐲戴ㅢ愹昱㜸ㄷ敤㈶㙡㍣㝡㐵摢㐸㡤挷愲㘸㌷㔳攳㤱㈵摡㥦愸昱㌸ㄱ敤ㄶ㙡摣敢㐵扢㤵ㅡ昷㘱搱㙥愳挶㍤㔲戴摢愹㜱晦ㄲ敤づ㙡摣㕢㐴摢㐴㡤摣㡢㜶㈷㌵㌲㈹摡㥦愹〹愸攰㈴攵㔳戶ㄲ㜰㕤扤〲戲慢㔷挰㜶昵ち攸散戵摦㘶搱捥㔱〲扥慢㔷㐸㜰昵ちㄹ散戵〷㤶㘸㘳㡡ㄹ㔷摡搵㉢攴戸㝡㠵㈴㔷慦㤰挵摥㤴㌵ㄳ搲㕣扥㐲㥥换㔷㐸㜴昵ち㤹慥っ㐲慡慢㔷挸㜵昵ち挹慥扣㐲戶换㔷㐸㜷昹ち昹㉥㕦搹〹㕣扤戲㌳戸㝡㘵愷㐸敦㙤昷晦〰捡戴昸ㄵ"]
[null,null,null,null,null,"Decisioneering:7.0.0.0"]
[null,null,null,null,null,"CB_Block_7.0.0.0:17"]
[null,null,null,null,null,"㜸〱捤㝤〹㜸ㄴ㔵昶㝤㕥㐸㥡㔴ㄳ㐸ㄴ㕣挰慤挱㈸㈸㄰挲㉡㡡っ㠶㠴㑤㐰㤶戰戸㘱㙣㤲づ〹㜴搲搸摤㘱㜱㐵挴㜱㔷ㄴㄷ㐰ㄴ搷㜱ㅦㄵ㔰㔰挷㌱㈸敥㌸慥㌳㍡愲愳攳㌲慥愳㡣晢捥晦㥣㕢㔵㑤㜵搵慢㑥晦晣㥢敦戳愰㙦摥㝤㜷㜹昵捥愹慡㝥㔵昵慡㍡㐷攵攴攴散挰挲扦㕣昲㔸搸扢㙡㜱㈲ㄹ㘹㉣慤㠸㐵愳㤱㥡㘴㐳慣㈹㔱㕡ㅥ㡦㠷ㄷ㑦㘸㐸㈴摢挱㈱㔰摤〰㝢㈲扦㍡搱㜰㜲愴愰㝡㐱㈴㥥㠰㔳㝥㑥㑥㐱㠱㤱ぢ㝢㔷敢㔳㙣㉢〶愳㡣㍣ち㜸攵ㄸ〱㡡昶ㄴ〵ㄴ〶㐵㤰愲〳㐵㈱㐵㐷㡡㑥ㄴ㐵ㄴ挵ㄴ扢㔰散㑡搱㤹愲ぢ挵㙥ㄴ扢㔳散㐱戱㈷〵摢㌷扡㔱散〵㔱戸㌷㐴㔵挵挸㐹戳攷愲㌷㔵挹㔸㍣搲㈷㌴挳㕣攷攱㠷㤴づ㉣敤㕦㔶㌶愴戴慣㑦愸愲㌹㥡㙣㡥㐷㠶㌷㐵㥡㤳昱㜰戴㑦㘸㜲昳散㘸㐳捤昸挸攲㘹戱㜹㤱愶攱㤱搹㘵〳㘷㠷〷つ敤㍦㘸昰攰扡㐳てㅤ㕡戸てㄲ㑦慣ㄸ㌹㌹ㅥ愹㑢晣㐶㈹昷㘵捡㐹ㄵ㈳㑢㡦㡡㈴㝦愳㤴晢㈱攵㔱ㄵ㈳㉢㘳㡤攱㠶愶摦㈶㘷㍥昹ㅣ㔸ㄹ愹㘹㈰昱㤱㐸扣愱㘹㑥㈹㔶㍡つ㘴㘸㠷㤴㡥〶摡㌵攱㐴戲㈲ㄲ㡤㑥㡤搴㤱昳挲㐶〲ㄶ㠹㐷㥡㙡㈲㠹㑥㡤愳ㄶ搵㐴愲㤶㌹㔱搰㌸㈳ㅣ㍦㉡摣ㄸ挹㘳愱愸搱攴㙣㕣㙤愴㈹搹㤰㕣摣戱㜱㝡㈲㌲㌵摣㌴㈷㐲㤷晣挶㌱捤つ戵㜹㜹㉡㉦㉦愷㕤㑦摤捡〸㌱愵愳攳㌵ㄵ昵攱㜸㔲㌴㔲搶㕦攷敢搸㍡㘴挵搳㔶㡢㕢㔰挸ㄵ㐵㤲慡ㅡㅡ挷㐷攲㑤㤱㈸ㅢ㈱㜵扤㕤㑥㠲㠹㠹㝣ちㅣ扢㌷攴㐵㜵戰昶㌵㜶㠵慤ㄸ㈱㡡敥㄰㠱ㅥ㄰扢㑦㥡ㅦ㠹㤷㠶㉡㘲㠹㘴愸㙦㘸敡昴晥愱㡡慡〹愱挱挶晥昴㉡㠱㔰㜹摢戰晢㍡戳㜰ㄷ捡慤づ攷㔶捦捥慤慥挹慤慥捤慤㡥攴㔶搷攵㔶捦挹慤慥捦慤㙥挸慤㥥㥢㕢㍤て㍥昶㔲搰扥㝤慥戵慣愸㕦昷昴昱㑦㙥㥥戰敥扡昵㍦㕣㜹搱慥昹㡡㝢慣散扡〷愲㘰昴㠴〸昴㠲㜰慦搵㄰㔹慢晥挶㐱昴㍡ㄸ㐲愹扦㘳慤戸㘶㡤㝢㝣摡昷戵㌷㡥ㄸ戳敥㥣㕥㈳㡣㤲ㅤ愳ㄴ昷㝦㐹搹㠷捥㝤㈱〲愵㄰摤愶㐶挲㌸搴㉣㠸㠴㈶挷ㄶ㐶攲搲搹愱㤲戶捣攸㐷捦㌲〸愵㥥户搲㥥昷㡦换㥥敤扢攰捤㔱昷捤㝢改换收ㅦ㍥ㅦ慢㜸㐴㤱戴〳攸㍣㄰㈲㌰〸挲扤愶〳㈵攵㐰㘳㌰扤㠶㐰㈸昵戴㤵㜲㐸敥㝦〶㝣㍣昲㥢捡㕢慡㉢晥㜲换㉤晤㌶㉡㙥慢㤲㜲㈸㥤て㠵〸ㅣ〶愱㑦㔹㘶っ愳搷攱㄰㑡㍤㘶愵慣㝡㌸搲㘵摡㘷敢㡦扡昸昱摢捡捦散㝦捣〸挵愳㥤愴晣〳㥤㐷㐰〴㡥㠰㜰愷㌴昱ㅣ㘸㤴搳㙢㈴㠴㔲て㕢㈹攷㑥摣昱搳慢攷攵㔷慥㤹㌵攷㤱㙦慥ㅢ戱㔲昱搸㈹㈹㉢改㍣ち㈲㌰ㅡ挲㥤搲摣㜰晡ㅢ㘳攸㌵ㄶ㐲愹㡤㔶捡愳㑦慢敥㌷敥㤳ㄷ㐶㥤㜷挴㘷㙦㙣㍢晦搶㘹㡡㐷㘲㐹㜹㈴㥤挷㐳〴㈶㐰戸㔳㥡㙢㔹㘶㑣愴搷㔱㄰㑡摤㙢愵扣攳戶㤶ㄹ㡤㜳㥥ㅢ扦㜲搲摤㜷摤戳昰㤱㡤㡡ㅢ愵愴㥣㑣攷㈹㄰㠱愹㄰敥㤴㈶㍤〳㡣㉡㝡㑤㠳㔰敡づ㉢㘵改昳㕤晦㝥挱㔱て㔶摣㌷愶昶晢㔵㘷ㅢ戳ㄴ扦㈵㈴攵っ㍡捦㠴〸ㅣつ攱㑥㌹㔸ㄸㅦ㘰ㅣ㐳慦㘳㈱㤴扡搹㑡昹㔶搷愱㈳ㅦ㝢攲攷㜱㤷㍥戰攳㠰扦㉤敦㜷㠴攲㜷㡥愴㍣㥥捥戳㈰〲㈷㐰攸戶捤㐳慣㑤扥㥡㥥㈷㐲㈸戵搶㑡㕢晢攵搸改挱昷㤷㔶慥㝡扦晣㠵攱㜷㙤昹㐶昱㕢㑣搲捥愶㜳つ㐴愰ㄶ㐲扦愶〳㡤〸扤敡㈰㤴㕡㘵愵㝣㜱挱㕤㝢晤㘷摢昳愳慥ㄹ搴攷慦扤昳摥晢㑡昱㍢㔱㔲搶搳戹〱㈲㌰ㄷ挲㥤搲挴㜳㤰挱晤摤㠸㐲㈸戵挲㑡㔹㕤㝤攴摥㘵㑤扦㡣㕦晦散戲㤹㘷搶昶㕢愱昸つ㉢㈹㥢攸ㅣ㠳〸捣㠷㜰愷ㅣ㘴㜵晣㈴㝡挵㈱㤴扡挸㑡㌹敢挲晣㥢㍥ㅢ㍥㜳搴㔹㜹ㄳづ㝡晥㡢挳ㅥ㔴晣扥㤶㤴㐹㍡㌷㐳〴ㄶ㐰戸㔳㥡㙢搹摦㔸㐸慦㐵㄰㑡㥤㘳愵㥣㕤昰晤㜷㙦㉤㝢慣昲㠶换て晢搷㤷㥢㠶昵㔷晣昶㤷㤴㈷搳昹ㄴ㠸挰愹㄰敥㤴收戶㌹挸㌸㡤㕥愷㐳㈸㜵愶㤵昲㡤㔹慦㥤㥥摢㙥㔰昹㠶㠷㔶㥥扥晡㠵摣换ㄵ挷ㄲ㤲㜲〹㥤捦㠴〸㉣㠵昰㘷扤捣㌸㡢㥥换㈰㤴㍡挵㑡㍢戲晥攵㈵㘷㝦戶㘲攴つて㝣戳搷攴㤳㙦㜹㔲㜱㜴㈲㘹晦㐸攷㜳㈰〲攷㐲戸搷搴摣㍥换㡣昳攸㜵㍥㠴㔲捤㔶捡换ち扥ㄸ㜷㜹挷晣戱换㈳捦㤴㜷㙣摣攵㝤挵戱㡥愴扣㤰捥ㄷ㐱〴㉥㠶㜰愷㌴昷昵㌲攳ㄲ㝡㉤㠷㔰㉡㘶愵扣㍢㜰晣散㐵㍤㡡㐷㕤㜱㐹晦㥢㤶㌵昷㔸慡㌸㜲㤲㤴㤷搱㜹〵㐴攰㜲〸㜷㑡㜳㜳㉦㌳慥愰搷㤵㄰㑡㌵㔸㈹慦㌳收㕣㍣㘴㙥攵攸㑤愵㤱戵摤㝡㥣晥ㄷ挵㜱㤸愴㕣㐹攷㔵㄰㠱搵㄰晡㤴〳㡤慢改戵〶㐲愹ㅡ㉢㘵摥㠶㥢摦㕣搹㕣㌱攱㤲攷㉡㍡扥扡㙡摦㐳搵㥥㌰㑢捡㙢改扣ㄶ㈲㜰ㅤ㠴㍢愵戹㙤㤶ㄹ搷搳敢〶〸愵㘶㔹㈹晦昱㐶㠷㕥攳攷挵挷㕣㝦攳㌷㕤慦㕢摢㌷愸㌸㐶㤴㤴㌷搱昹㘶㠸挰㥦㈰昴㈹〷ㅡ户搰敢㔶〸愵㘶㕡㈹搷㕣昰昴搱㠹晦ㅣ㜸搴捤て搵㝣昵收扤愳㌶愹㙥㌰㑢捡摢改㝣〷㐴攰㑥〸㜷捡〱搶ㅥ㜴ㄷ扤晥っ愱搴ㄴ扢攳㠹㔳捡㌷摥昵搰搸㡢㤳㤷晣昳愰㜶㘷㈹挵昱慢愴扣㠷捥昷㐲〴搶㐱昸㙦㥢〳㡤昵昴摣〰愱搴㜸㉢敤㠹晢攴㍣晡敥㤶搷挶㕦扣㌹户敦挳昷㑤戹扥昰㝥㤸愷㔸㈳㡦捡㜸㜸㈱㠶㙦㍢〷㠶〳㑡换昸慦昵昱㌰㠶挳㜵㠳敢づ愹敢摦扦㜶㜰㔹㜸㘰㌸㍦㠴戴搹づ挴戸㝢ㄴ搶捤㙣㘸慡㡤㉤㤴㤱㔹㘱摤攸㠶㘸㌲ㄲㄷ愵愸づ㝦捣搱愵攸ㅤ敢㐶㉤挲㤸扣挶ㅣ挴㜵愹慢㠸挴㤳ㄸ捤㈶ㄷ敦ㅣ搹敤㍤㌲㥣㠸散㔴㝢㕢戹㐷挶㥡㥢㙡ㄳ㝢改㡤㔵挹㜰㌲搲捤㙤摢㤹挴ㄳ㔶㠵愱㙥㈴㈱慢戴慦㍢㙣㐶㌸摡ㅣ㈹㕦搴㘰㥡昷㜱㤹㌱攸㡤捤昶户㡥㡥㐷㑥㑡㔹㍤㙢㔴㉥㐳㈳摡㍤扤㌴㑤收㝡㠵㉡敡㘳㠹㐸㤳慣㕥敦挶挹つ㌵昳㈲昱慡〸捦攱㈲戵搲搵摤㘸戲㐶摥扤㈷㌵愱愳ㄸ㑢搷昶㜰搶ㄲ攸㐸㔳㙤愴ㄶ敢㡢戱㘷㜲昱戴昰散㘸㘴昷㌴ㄷ戳㑤ㄸ扡愶㔵㡦㡥搵㌴㈷㉡㘲㑤挹㜸㉣㥡㙥㈹慦㕤㄰挶㘸扦㜶㘲慣㌶㤲㈷㑢㡥㈹㔵㑥扢㜶㑡攵昴搲つ㥢㤹㍢挱㠱戵㘳㈳攱昰㍤戳戳㘳㈳愲戳㜶㐰㥥捡㡣㠲㘳㈳愳晦㐱ㄹ搷挴戹ㄱ搲扢㉣愳户㘶㈳㘵搰㥥改㍢㕥改㔴昰〳ㅥ愲ㄱ敥㤵戹㈵晥㈹㜷㙥㤷慤慣愹㠳ㄵ㥥戲搳㍢〳㘸㤲㌶戵敤戵慤㜳㙥㙥㘷慢昷愳ㄶ攰㥣㙥㙣戸愹㌶ㅡ㠹㘷扣攰愰戸㐶挶㐶㡡㑤ㄴて㔰㍣㐸昱㄰㐴㝥㈵㡥㜱扥㠸收挱㐳㉤㔲㡢昳ㄷ㌶搴㈶敢〳昵㤱㠶㌹昵㐹搴攱㐲㐵㐱〱攱昶㉣挶挳愸㌲晥㑡昱〸㐴㌰㤸ㄳ㘸挱摦㥣㐰㄰㑢㑥㍥㑦捣晥敦愷㡦戹㠸㌲攴㙣ㄵ搷ㄲㄲ昹㡤㌸㈹㑥戴㙢愷敢昵搸㜰愲㍥挹ㅤ㉥戳㤱昹㌶㔳㍣ち㔱昸ㄸ挴挴戱㤱㈸㜶搷摦攸㌲㐴晥晥㐸搹敡〹㉦挷㘲扢㌷㔶㉤㙥慡愹㡦挷㥡㜰㈹愸㌲㥣っ㤷搷攰慣㍥愱挲㠱挶〹戱㡡收㘴愰㜱㙣〳晥ㄴ㌶㑥㡤捣㡦㠴㤳ㄵ㌸ㅡ㈷㍢㌶㑥挰ㄵ〱㌹㕣㡥慢㕤㤴摦㘸㥥捣㔷㐶ㄲ㌵〶捦晡挷攱攸戳㈸㠰ㄲづ愷㠵㡤㍣㥥㐴ㄶ㈵㤹扡㝤攳攴㌰慥ㅡ㈴つ㌸昵㤶㈸戳挴挸㡥㔲㘷㐷〷㉤つㄹ㡡愵攸挸搲㐱㉡捣㑣㌹摣㐰昰㐵㠹㉦搹㍣㑢扡㜷㤴改挹㠶㘸愲搴㐲户戴㌲㠶㑢㐲ㄱ戹ㄸ㐶搴〳〱㙣㐷㠱㡣㕣戹昷㘷㕥㌶㤸㔴㌳摢㑣㡢㔵ㄹㄳ㡦㌵捦摦ㄷ戹㝥慢㍣捣㤵㘳㙣㠱㔸晢扦摢㠷ㅤ㜰捤摤㍢慣扦㘷㘰㑦㤱㈵昰㌸㡣敥㔱㠹㝤㘵愱〵㌶㝡攱㡦㉣挶㤳昸ㄳ㌴ㄸ㘲戴㐰㜸㙤昹㈵愸搶ㅥ㘷㝤㉥㝣攴挳扦戰ㄱ㈰㑣㡢㐷攴㑡㑥㠱㈸㡢攷㐷㍡㌶捥㡣挵攷捤㡥挵收㜱㥢攸㈴㕡愲㍥ㄲ㐹昲昲㐸〷敢㙡㄰换㑡愹㜶敤搲慥㝡㌸慥愳散㠷晣㠱㘷㈱㍡㤶㐷愳㈱㍢㘳㈲戰ㄵ㔵敤昰㝤ㄲ㜸づ㠵摥ㄳ㉡㉡慡㈷㐶㙡ㅢ㥡ㅢ㈷挶㜰㑤㌰㔴㜶㐸摦戲挱㝤〷㤴昵ㅦ㄰㥡㉦搷晤挲扣昲㔹扡㈸㥡㘸㔴〳搰㙢㕥捤愸㉢ㅦ昶改攷ㄷ扥㌷改捣㉦㉦昸搷㤲㔸㘲扢敡㙦ㄹ㍣㔷㑥づ㐴ㄳ㈱㝣㡣ㄷ㈸㕥愴㜸㠹攲㘵㡡㔷㈰㔴㙦㠴昲攰㠵㜲晡㘲晣〳扡昱㉡挵㙢㄰㌸散〸昰收ㄱ㐸昵㐴ㄵ㡦㐲挶敢ㄴ摢㈰ㄴ㉦扢㜰㠷捤㌱摥㠰昰㘵晤㑤ㄸ摤慣摢㔷㙥㕡㘰挳扡愴㔶挶㜸ぢㄵ㐱㠳㈱㕥搶挵愶づ㠶㡤捣ㅢ㐴摡㈰戶〶㜱㔵摤㤰㐶㡢㔵㔷换攰戹㈴搴〷㘱㈱挶㝦㐸昱ㄱ挵挷ㄴ㥦㔰㝣ち愱㍡㈳㔴㡦搵㘷昴昹㥣㘲㍢㠴ぢ慢扥愸ㄲ慣扥愰挳㤷㄰慡ㅦ㠴㠹搵㔷㈸昹㘲昵㌵㡣扡㐱戶㝤㐹慡〵㜶慣搳㑥扣扥㐵㐵搰㘰㤸ㄷ㉦戱愹㌲搸㜴㜸攵㕡戰㜸戶㉤㘵ㄹ㍣搷扡〶㈰㔳㠸㉤攵㈸〸ㅥ户㡣㕣㡡㜶ㄴ扣㠲慦㝥晣挵て慦〰㝤摡㔳ㄴ㐰戸昰ㅡ㠸愴摤㤹㌸㐸㠷づ㄰㙡㌰㔴ㄳ慦㐲愸扥㜸㜵㠴搱扤㙤搹搷摡㕡㤰㈲つ慢㈲㌸〷つ㠶㜸戱ㄲ㥢ㅡ㠲㄰ㅤ㔶ㅦ愳㕦摡㙤敢㈳换攰戹㠸㌷ㄴ㤹㐲昸ㄸ㝢戲戹慥ㄴ摤㈸昶愲搸ㅢ㐲扤敢㡢搵扥昴搹㡦㈲〴攱挲敡㔰㈴敤捥挴㍤攸戰㍦㠴ㅡ〶搵挴慡〴慡㉦㔶〷挰愸挷慡捣㡢㐷㑦㌸〷つ㠶昸搸搴攱㘸㔵㠷搵㑢㝥㔸扤㘸ㄹ㍣㔷㈷晦㠰㑣㈱㝣㡣㌲㌶搷㥦㘲〰挵㐰㡡㐱㄰敡㔹㕦慣㠶搰攷㄰㡡愱㄰㉥慣㐶㈰㘹㜷㈶㍥㡣づ挳㈰㔴㌹㔴ㄳ慢挳愱晡㘲㌵ㅣ㐶㌷㔶昶搵搱ㄶ愴㐸摢慥㐶挰㌹㘸㌰挴㡢㤵搸搴㐸㠴攸戰㝡搰て慢〷㉣㠳攷戲㙢㈵㌲㠵昰㌱挶戲戹㜱ㄴ㐷㔲㡣愷㤸〰愱搶晢㘲㜵ㄴ㝤㈶㔱㑣㠶㜰㘱㌵ち㐹扢㌳昱㔴㍡㔴㐱愸㌱㔰㑤慣愶㐱昵挵㙡㍡㡣㙥慣散换扥㉤㐸㤱㠶搵㑣㌸〷つ㠶㜸戱ㄲ㥢ㅡ㡢㄰ㅤ㔶㌷昸㘱㜵扤㘵昰㕣㑦㍥ㄲ㤹㐲昸ㄸ㈷戲戹㌰挵㙣㡡ㅡ㡡㕡〸㜵戵㉦㔶㜵昴㤹㐳㔱て攱挲㙡㍣㤲㜶㘷攲戹㜴㤸〷愱㈶㐲㌵戱㡡㐲昵挵慡ㄱ㐶㌷㔶昶昵散ㄶ愴㐸挳㉡〶攷愰挱㄰㉦㔶㘲㔳㐷㈱㐴㠷搵昹㝥㔸㥤㘷ㄹ㍣ㄷ捡㈷㈳㔳〸ㅦ㘳ㄱ㥢㕢㑣㜱㌲挵㈹ㄴ愷㐲愸戳㝣戱㍡㥤㍥㘷㔰㉣㠱㜰㘱㌵〵㐹扢㌳昱㔲㍡㥣〵愱慡愰㥡㔸㉤㠳敡㡢搵搹㌰扡戱戲㉦搴户㈰㐵ㅡ㔶攷挰㌹㘸㌰挴㡢㤵搸搴㌴㠴攸戰㡡晢㘱㜵㤲㘵昰摣〱㤸㠱㑣㈱㝣㡣攵㙣敥㔲㡡换㈸㔶㔰㕣づ愱收昹㘲㜵㈵㝤慥愲㔸〹攱挲㙡㈶㤲㜶㘷攲搵㜴戸ㅡ㐲ㅤ〳搵挴㙡つ㔴㕦慣慥㠱搱㡤㤵㝤〷愲〵㈹搲戰㕡ぢ攷愰挱㄰㉦㔶㘲㔳挷㈲㐴㠷搵戱㝥㔸ㅤ㘳ㄹ㍣户㌶㡥㐷愶㄰㍥挶慤㙣敥㌶㡡摢㈹敥愰戸ㄳ㐲㔵昹㘲昵㘷晡摣㑤㜱て㠴ぢ慢㔹㐸摡㥤㠹搷搱㘱㍤㠴慡㠶㙡㘲戵〱慡㉦㔶昷挱愸ㅢ㘳搹户㔶㕡㤰㈶つ慦㡤〸〸ㅡっ昳攲㈵㌶㜵㈲㐲㜴㜸㡤昴挳慢摣㌲㜸敥搹捣㐶愶㄰㍥㐶ぢ㥢摢㑣昱㈸挵㘳ㄴ㕢㈰搴㌰㕦扣㥥愰捦㤳ㄴ㑦㐱戸昰慡㐱搲敥㑣晣っㅤ㥥㠵㔰ㄱ愸㈶㕥㕢愱晡攲昵ㅣ㡣晡㙤㙢愰ㄷ㡦攷攱ㅣ㌴ㄸ攲㘳㔳扣挳愴挳敡㘰㍦慣づ戲っ㥥㥢㔱昵挸ㄴ挲挷㜸㡤捤晤㤳攲㜵㡡㙤ㄴ㙦㐰愸晤㝤戱晡ㄷ㝤摥愲㜸ㅢ挲㠵ㄵ敦㙢㜵㘷攲㜷攸昰㉥㠴㥡〷搵挴敡㍤愸扥㔸扤て愳ㅢ㉢晢㘶㔸ぢ㔲愴㙤㔷ㅦ挰㌹㘸㌰挴㡢㤵搸㔴ㄴ㈱㍡慣㜶昵挳㙡ㄷ换攰戹换搶㠴㑣㈱㝣㡣敤㙣敥㝦ㄴ㕦㔰㝣㐹昱ㄵ㠴敡攰㡢搵㌷昴昹㤶攲㍢〸ㄷ㔶㌱㈴敤捥挴㍦搰攱㐷〸㜵ㄲ㔴ㄳ慢㥦愰晡㘲昵㌳㡣㙥慣散扢㝣㉤㐸㤱㠶搵づ㌸〷つ㠶㜸戱ㄲ㥢㡡㈳㐴㠷搵て㍦晢㡣摤扦户っ㥥摢㠷扣㔲ㄷ挲挷㈸挸㠵攰捣㈲㈳㐸搱㠱愲㄰㐲㝤㠹㔰晤㜹㘱㈷晡ㄴ㔱㜰ㄲ㤲ぢ慢㘶㈴敤捥挴扢搲愱㌳㠴㕡〸搵挴慡ぢ㔴㕦慣㜶㠳搱㡤㤵㝤晢戲〵㈹搲戰摡〳捥㐱㠳㈱㕥慣挴愶ㄶ㈱㐴㠷搵㍢㝥㔸晤摢㌲㜸敥㡢㥥㡣㑣㈱㝣㡣㄰㥢敢㑥搱㠳㘲㝦㡡ㄲ〸戵捤ㄷ慢〳改搳㤳愲ㄷ㠴ぢ慢㔳㤰㔴戰㍡㤸づ扤㈱搴㘹愸㌲戱敡〳搵ㄷ慢扥㌰扡戱戲敦换戶㈰㐵ㅡ㔶晤攰ㅣ㌴ㄸ攲挵㑡㙣敡㜴㠴攸戰㝡挶て慢愷㉤㠳攷㠶敦ㄲ㘴ち攱㘳っ㘵㜳㠷㔲ㅣ㐶㌱㡣攲㜰〸昵㤸㉦㔶㝦愰捦〸㡡㈳㈰㕣㔸㥤㠹愴㠲搵㐸㍡㔴㐰愸戳㔰㘵㘲㔵〹搵ㄷ慢㔱㌰晡㝦ㄷ㙡捥ぢ挷㈰㈰㘸㌰捣㡢㤷搸搴㌲戴慣挳㙢㥤ㅦ㕥昷㕡〶捦㥤㙣摥挰づ攱㘳㑣㘶㜳㔳㈸愶㔲㔴㔱㑣㠳㔰㜷昸攲㌵㠳㍥㌳㈹㡥㠶㜰攱㜵づ㤲ち㕥挷搲攱㌸〸挵摢攰㈶㕥挷㐳昵挵㙢ㄶ㡣敥㙤换扥㤳摥㠲ㄴ㘹摢㔶㌵㥣㠳〶㐳扣㔸㠹㑤㥤㡦㄰ㅤ㔶慢晤戰㕡㘵ㄹ㍣户攸㉦㐴愶㄰㍥㐶㍤㥢㙢愰㤸㑢㌱㡦㈲ち愱㔶昸㘲搵㐴㥦ㄸ挵㝣〸ㄷ㔶ㄷ㈱愹㘰ㄵ愷㐳〲㐲㕤㠲㉡ㄳ慢㈴㔴㕦慣㥡㘱㜴㘳㘵㑦ㄱ㘸㐱㡡㌴慣ㄶ挲㌹㘸㌰挴㡢㤵搸搴㜲㠴攸戰㕡敡㠷搵㤹㤶挱㌳昷攰㌲㘴ち攱㘳㉣㘱㜳㘷㔲㉣愵㌸㡢㘲ㄹ㠴㍡挵ㄷ慢㍦搲攷ㅣ㡡㜳㈱㕣㔸慤㐰㔲挱敡㝣㍡㕣〰愱慥㐰㤵㠹搵㠵㔰㝤戱扡〸㐶㌷㔶昶摣㠷ㄶ愴㐸挳敡ㄲ㌸〷つ㠶㜸戱ㄲ㥢扡ㄲ㈱㍡慣收晡㘱搵㘰ㄹ㍣㤳㉡㔶㈲㔳〸ㅦ㘳㈵㥢㕢㐵戱㥡攲㙡㡡㌵㄰慡挶ㄷ慢㙢改戳㤶攲㍡〸ㄷ㔶慢㤰㔴戰扡㠱づ㌷㐲愸慢㔱㘵㘲㜵ㄳ㔴㕦慣㙥㠶㔱㡦㤵㘶㍣㝡ぢ㥣㠳〶㐳扣㔸㠹㑤㜱ち㠸づ慢愹㝥㔸㑤戱っ㥥搹㈲搷㈲㔳〸ㅦ攳ㅥ㌶㜷㉦挵㍡㡡昵ㄴㅢ㈰搴㜸㕦慣敥愷捦㐶㡡㑤㄰㉥慣搶㈲愹㘰昵㈰ㅤㅥ㠲㔰搷愳捡挴敡㉦㔰㝤戱㝡ㄸ㐶㌷㔶昶㙣㤵ㄶ愴㐸摢慥ㅥ㠱㜳搰㘰㠸ㄷ㉢戱愹ㅢ㄰愲挳敡㌰㍦慣づ戵っ㥥㘹㌰㌷㈱㔳〸ㅦ攳㈹㌶昷㌴挵㌳ㄴ捦㔲㙣㠵㔰〳㝤戱晡ㅢ㝤㥥愷㜸〱挲㠵搵捤㐸㉡㔸扤㐴㠷㤷㈱搴㉤愸㌲戱㝡〵慡㉦㔶㝦㠷㔱㡦㤵㘶扢㝡ㄵ捥㐱㠳㈱㕥慣挴愶㌸㘹㐷㠷㔵て㍦慣扡㕢〶捦晣㥥摢㤱㈹㠴㡦昱㌶㥢晢㌷挵㍢ㄴ敦㔲扣〷愱昶昲挵敡㍦昴昹㠰攲㐳〸ㄷ㔶㜷㈰愹㘰昵㌱ㅤ㍥㠱㔰㜷愱捡挴敡㔳愸扥㔸晤ㄷ㐶㌷㔶昶晣愲ㄶ愴㐸摢慥㍥㠷㜳搰㘰㠸ㄷ㉢戱㈹捥㐶搲㘱ㄵ昴挳捡戰っ㜹敥㠹㑢昷㈰㔳〸ㅦ攳㍢㌶昷㍤挵てㄴ㍦㔲晣〴愱摡昹㘲昵ぢ㝤㜶㔰㜰敥㤳ぢ㉢捥㠱ㄲ慣㜲㘱㌳摡㐱愸昵愸㌲戱捡㠳敡㡢ㄵ㈷慤晢㡦戱㌴摢㔶㝢〴〴つ㠶㜹昱ㄲ㥢摡㠰㤶㜵㜸㝤昱㤳捦戹捥晦㉣㠳㝢㐶㔶晥㐶㘴㜲摦㝡㤶挹攳愹戹㉡㡥㔹㌰㥤攰ㅣ愸㥢摥搴㤰㑣㜴愸㉢㙦㑥挶㐶㌷㈴㉢ㄳ挹挲㍡〸ㄴ㈵愴㥢㑣敢㜰〴昵慥㥢搱㄰㔹㌸つ㜷㔹昷昳㥡㌰慦扥愲㌹㤱㡣挹㕤昵㝤扤昶捡搸㔱戱㘴㘵㐳㘲㝥㌴扣戸㐴㘳㌶㉤㌳敢㈳㑤㤸㘷ㄴ挷㜴愳搶㥣㘲昳攷㐷㙡㌵敢㔸ㄵ㙢㡥搷㐴挶㔵晥ㅥ㘶㉡㈹㜳㝡〰㌶㔵捥㔱㔲〷昸捦捣㜱攰扥て戸挹挵敤㘹昵敢㈶扡〴㡡戱戹愹ㄲ㍣敢㠲扦㌹㙣㤶ㄳ㑦㌰昳㘴㔳慢ㅢ㠸㘳收㔳〷㌸〷敢㐰慡㔹搷搱㥡㕡㌷慥㈹搱㔰ㅢ〹㕡摡挴㠶愶㑥㔶㜱㔲㜳㌲捤ㄲ㕥搴搹戲攰づ晡愴㈶㄰㕦ㄳ㡥搷晥ㅥ㌸㐱挷戰㤸㠴愸〰晥晤㍡㤸捤㌴㌹㌹摢㜹捤㠲换昶㌳㜰愰㈱捥㥣㕥愴㥤捣㤰摡ㄱ㔱㜰㑣ㅡ㉢㠲㝦㐷㐲㥤慡㉥愰㌶㌱ㄲ㙥ㄲ〶慡㤲戵㤵㤱〵㥤挴㈳㠲㑤ㅢて戲㐴㈳㥤搳㔵㤹敡㘲搴㤵捦㑥挴愲捤挹㐸愷㔴㐹㜶㜱愳㙥㙡㈴㡡挹〸ぢ㈲㠵愹搲攴㥡㈴愶㐸愶昲㜱㜲摦敦㠷ㅤ㈰㤲㘷㌱愴㠴愳㐰㠶㈳㕢㝡㈷戸昷晣㑡㐶㐱㘴㥤㉣㥦㡤㔰慢㔷㜱戹㙤㐴㡥㕤㈰户㈰㤷搳挶戲㥦攱挷扤愸戳㍤昱搴㍣戶挹㘱慢搰慥攳攴扡㡥㜵㜲挴挳っ㕡㍥挳㔴挴摤㈶㡡㠷换㤲つ㌵攱㘸㜴㜱愷扡㜱㑤㌵搱收摡挸㠴昰散㐸搴㍥㕡挷攲㡤扦ㄳ扥昲戸昹㥢㕣㘵挰挵㥡昶㌸づて晤搹昳〹㝦昵〱づㄷ摤散㉦㔴攴㌰㘹㜹〸㉢昱㝦㥥㑡ㄹ㐴搰慥㍢㈷〲换㘳㘱㌸愴㜹慡㜸㉣攳㝣戳搴㙣㑣搹摢ㅣ㙥ㄳ㘲ㄳ㘲㤸㈹㕢敢愸ㅡ摢㘰㔶晤㙥昶㈹愱㈸㄰〸晣摡慦ㄵ㘰㠵㘵扢㌵㕦〵〷㍢㔳ㅦ挱攱ㄵ㜷㡣㠷愱扢㘷慡㌹㠶ㅦ昲㡤㉦〷挰㘲㌸ㄶ昱攸㘵づㄷ愶㌵㈴愳㤱づ㜵㘲㤷㜲〱㜷〷愲搹扥㙥㕡㍤愶㜷㔵㜶慣ㅢㄳ㙦愸㡤㌶㌴㐵㌸昴挰捣㙤㍥㡡㌷㈱㌲〷㜳㡣㈷挷ㄲつ㥣㘳搵戱㙥㕡㍣摣㤴㤸捦挹㝤㌵㡢㜷㑤搳㠴慣晣扡㤱つ㑤搸㜹捣㌶㔹㉥慡慢慡㡦㉤挴〳慡捤㡤㑤㘳挲昳ㄳ扦ぢ愲慣慦ㄲ㈰㘴敥㔱戹㉡㌷㔷ㄵ攴ㄶ晣摡敦㈸㙣攱㐸挹搹㍥戹ㄴㄶ㔵㝦㐵㈹挳扥㑡㤶慣ㄹ摥摣㔷戹㑥㘹て㕣㙡愷㥤愶㥥敥攵昱搷攸㠲ㅤ戴㜰㌷㠸㜱㘳愶㡦摢昹㕣挰晦捦愳戲昹㡦㈰㜱㠶㙦〱搹㉡㔲㜳㤰㜷㠳㜳㈷㜳㑢㘱ㅤ㌷ㅣ㐳〸愷收摥晡㠲㜵攲挳つㄱ㕦㥣㜴㘷㜱㌴愶㡤ㄶ㘲扦挷㔱ㄷ戳㙤㜱戸敤㘴㉡ㅣ挳㌵㠶愳〹换㔶ㄱ㙢㙣っ㜳换攲㔶㔹㠵㐳㜶愴㐰〶搴㌸㤰ㄸ㜵㄰戲昹㔹㔵攱㐵愸ち㉦㤲㉡㝣ㄳ昳戹〲㈹㌳㔷㙣㑥㌸摥㤰慣㙦㙣愸㈹愰挲戹晦扦㡢㑤ㄲ㕢㔰ㅥ挰戴ㄷ搹㉥㌱㍡㜵㑦敤㌵㘷愳㠲敤㔲㥣㌰㄰㍡戲㡦つ㌷㔷扥扥搵慦㥣戴㡤攱慢挱攱慣戱〷㐴㍥捥攷㔰㘱敤㈳㡥㜱ㄷ㙡攴ㄸ㤴户ㄹづㄹ愷搲戶㠷㐳㜰㐲㉣㕣㍢ㅡて㠲挴攲敤慤㘷戸ぢ㐰㈲㡦ㅤ昱㘲捥㥥慥挰㈳〶㜸㜴㘱〱〶扡昱〲㔶㔴㘱㘲㜲ㅥ攷㕤〷㑣戶戸㜷收攴攷㜷㈸搰戵㌵捥捥㔵㘲捤㈷㜵㍥〳㍦捥㤳晦搳㈹㐳㜱〸㘵〷㌸㔶㌰昶㘴㘷扢㐲愸㐷愱戲㍦㉥㠷㙥㜴搸㡢㘸㙣㠱搱扤㍦昸㑥㌵㐶㐰㑥㝥㈳愷㐰ㄷ㌴戲㍢ㄸ㔳〴㌰㌱ㅡ㔳愹〱㐹愰㐳挱㘳戰ㅢ㝢挳敢戹慤㕢㠷愳㥣愳㥥㠴戰摢攷〶㘰慤攰㍥昰㌱昶㠵㔰㉦愰㤲攷㥣㠱晤愸攱㝣㈳㠴扦㡥昳つ挵㈹慢㍣攷戰ㄷ〷㘳㈶㕦敡㈵㤸㌸㕡收㐱慡戵㤱㤷㝡ㄹ㝥ㅣ㝤攱摥ㄴ搷愱〵㈵晢敢㕦扤〲㠵㐳〰㜳昱晤㤲㔲㥣ㄷ换㉦慡ㅣ敤㠱㔱扤ちぢて㡥挶晥散搲㙢㈸昱愰挳㡤㤰㝤㌴づ㠰㘸㜵㈳㔴慦㈳挲〶㡥搱ㄶ㜰〷㌲㐳㑦收摤愶㜷攸㐵㠷㠳攸挰㌹戸㘴搷㌸ㄸ㕡㡡㤰户ㅣ㘱づ㐲㝡㌳慣て挳㌸昷㔵〸改ぢ㉤㙦摥㡣昲㜸㡥㔱㡡愲㤳ㄳ㑥㡤捤捣挹挷昰挸㥡㤳㑦攰㙣㜲搲㡦慢搱〲㌵挵〹愷摤㘶挳挹㘷昰换挰挹攷㌰ぢ㈷晤搹挷敤搰㙣㑥搸㑤㘳㈰㐴敢㥣㝣㠱㌰つ㈷㠳㤸㘱㌰昳㝥愹㜷ㄸ㐲㠷㐳攸昰ㄵㅣ㠴㤳愱搰㔲㥣㝣敢〸㜳㜰㜲㈸挳づ㘳ㄸ户㙣攱㘴ㄸ㌵散㈴㠷攳慦㤳㄰ㅥ捥㌲ㄳ㤲ぢ㡦慣〹㘹〷㘷㤳㤰攱㕣㠷ㄶ㘹捣ㅣ㈳㉢㡥搴戳㈱㈴〰扦っ㠴戴㠷㔹〸ㄹ挱㉥ㄵ㐰戳〹㘱ㅦ㡤㜲㠸搶〹〹㈲㙣㌳㔶捥㜵㜴ㅢ挹っㄵ捣摢㐱敦㔰㐹㠷㔱㜴㈸㠴㠳㄰㌲ㅡ㕡㡡㤰㈲㐷㤸㠳㤰㌱っㅢ换戰㍤攱㈰㠴㡣愳〶㐲㡥挴㕦㈷㈱㥣攰㥢㤹㤰㙥昰挸㥡㤰扤攰㙣ㄲ㌲㥥敢㤰㐶挸摥戰㘵㐳〸㘷ㄱ㘷㈰㘴㍦㤸㠵㤰㠹散㔲〸㥡㑤〸晢㘸㑣㠲㘸㥤㤰ㅥ〸摢散㈵㘴㌲㌳㑣㘱摥晤昵づ㔳改㔰㐵㠷ㄲ㌸〸㈱搳愰愵〸改改〸㜳㄰㌲㥤㘱㌳ㄸ㔶〶〷㈱㘴愶㈴挱㕤㕥晣㜵ㄲ挲㔹挴㤹〹ㄹ〰㡦慣〹ㄹ〸㘷㤳㤰㘳戸づ㘹㠴っ㠲㉤ㅢ㐲㌸㔵㌹〳㈱㠷挰㉣㠴ㅣ挷㉥つ㠵㘶ㄳ挲㍥ㅡ戳㈰㕡㈷攴㌰㠴㙤昶ㄲ㜲〲㌳㔴㌳敦㌰扤挳㠹㜴〸搳攱㜰㌸〸㈱戳愱愵〸ㄹ攱〸㜳㄰㔲挳戰㕡㠶㡤㠵㠳㄰ㄲ愱㠶㍤愴づ㝦㥤㠴㜰慡㜲㘶㐲㡥㠴㐷搶㠴㡣㠷戳㐹挸ㅣ慥㐳ㅡ㈱ㄳ㘰换㠶㄰捥㠷捥㐰挸㈴㤸㠵㤰〶㜶㘹㌲㌴㥢㄰昶搱㤸〷搱㍡㈱㔳ㄱ戶搹㑢㐸㤴ㄹㅡ㤹户㑡敦搰㐴㠷ㄸㅤ愶挱㐱〸㤹て㉤㐵挸㑣㐷㤸㠳㤰㤳ㄸㄶ㘷搸㠹㜰㄰㐲ㄲ搴㐰㠸扣㐱㘹攷㠵㕤ㄵ㠶㐳㘶㐲㘶挳㈳㙢㐲㙡攰㙣ㄲ搲捣㜵㐸㈳愴ㄶ戶㙣〸愹㠳㕦〶㐲收挰㉣㠴㉣㘴㤷敡愱搹㠴戰㡦挶㘲㠸搶〹㤹㡢戰捤㕥㐲㑥㘶㠶㔳㤸㜷㥥摥攱㔴㍡㥣㐶㠷㈸ㅣ㠴㤰搳愱愵〸㠹㌹挲ㅣ㠴㥣挱戰㈵っ㕢〴〷㈱攴㑣㙡㈰㘴㈹晥㍡昷㄰㑥扡捥㑣挸挹昰挸㥡㤰㔳攰㙣ㄲ㜲ㄶ搷㈱㡤㤰㔳㘱换㠶㄰捥散捥㐰挸ㄹ㌰ぢ㈱㘷戳㑢㑢愰搹㠴戰㡦挶㌹㄰慤ㄳ戲ㄴ㘱㥢扤㠴㥣换っ攷㌱敦㔹㝡㠷昳改㜰〱ㅤ㤶挱㐱〸戹㄰㕡㡡㤰㜳ㅣ㘱づ㐲㉥㘲搸挵っ㕢づ〷㈱攴ㄲ㙡㈰㘴㌹晥㍡〹攱捣敥捣㠴㕣〶㡦慣〹㔹〱㘷㤳㤰㑢戹づ㘹㠴㕣づ㕢㌶㠴㜰晡㜸〶㐲慥㠲㔹〸㔹挱㉥慤㠴㘶ㄳ挲㍥ㅡ㔷㐰戴㑥挸㙡㠴㙤昶ㄲ㜲㈵㌳㕣挵扣㔷敢ㅤ㔶搲㘱ㄵㅤ搶挰㐱〸㔹つ㉤㐵挸㕡㐷㤸㠳㤰慢ㄹ戶㠶㘱户挲㐱〸戹〶㥡㜵㉡㜲㉤㡡㑥㑥㌸㠳㍣㌳㈷户挳㈳㙢㑥敥㠰戳挹挹㕡慥㐶ㅡ㈷㜷挲㤶つ㈷㥣愶㥥㠱㤳扢㘱ㄶ㑥慥㘷ㅦ敦㠱㘶㜳挲㙥ㅡ㌷㐲戴捥挹㍡㠴㙤昶㜲㜲ㄳ㌳摣捣扣敢昵づ㝦愲挳㉤㜴搸〰〷攱攴㔶㘸㈹㑥㌶㍡挲ㅣ㥣摣挶戰摢ㄹ搶〲〷攱攴づ㙡搸㐹敥挴㕦㈷㈱㥢攱㤰㤹㤰㐷攱㤱㌵㈱㡦挱搹㈴攴㉥慥㐳ㅡ㈱㕢㘰换㠶㤰㈷攰㤷㠱㤰㈷㘱ㄶ㐲敥㘶㤷㥥㠲㘶ㄳ挲㍥ㅡ昷㐲戴㑥挸㌳〸摢散㈵㘴ㅤ㌳慣㘷摥㘷昵づㅢ攸㜰ㅦㅤ戶挲㐱〸戹ㅦ㕡㡡㤰攷ㅤ㘱づ㐲㌶㌲㙣ㄳ挳㕥㠳㠳㄰昲〰㌵㄰昲㈰晥㍡〹攱㍣昸捣㠴扣づ㡦慣〹搹〶㘷㤳㤰㠷戸づ㘹㠴扣〱㕢㌶㠴㜰戲㝤〶㐲摥㠲㔹〸㜹㤸㕤㝡ㅢ㥡㑤〸晢㘸㍣〲搱㍡㈱敦㈰㙣戳㤷㤰ㄶ㘶搸捣扣敦敡ㅤㅥ愵挳㘳㜴㜸てづ㐲挸ㄶ㘸㈹㐲㍥㜰㠴㌹〸㜹㥣㘱㑦㌰㙣㍢ㅣ㠴㤰㈷愹㠱㤰愷昰搷㐹〸㈷摢㘷㈶攴ぢ㜸㘴㑤挸㤷㜰㌶〹㜹㥡敢㤰㐶挸㔷戰㘵㐳〸㘷昴㘷㈰攴㕢㤸㠵㤰㘷搹愵敦愰搹㠴戰㡦挶㜳㄰慤ㄳ昲〳挲㌶㝢〹昹ㅢ㌳㍣捦扣㍦敡ㅤ㕥愰挳㡢㜴昸〹づ㐲挸㑢搰㔲㠴散㜰㠴㌹〸㜹㤹㘱慦㌰慣〰㔷㝣㠵㤰扦㔳〳㈱晦挰㕦㈷㈱㥣搱㥦㤹㤰㈰㍣戲㈶愴〳㥣㑤㐲㕥攵㍡愴ㄱ㔲〸㕢㌶㠴昰戱㠱っ㠴ㄴ挱㉣㠴晣㤳㕤㉡㠶㘶ㄳ挲㍥ㅡ摢㈰㕡㈷㘴㔷㠴㘹〸㜹㠳ㄹ摥㘴摥捥㝡㠷㝦搱攱㉤㍡㜴㠱㠳㄰昲㌶戴ㄴ㈱㝢㌸挲ㅣ㠴晣㥢㘱敦㌰㉣〴〷㈱攴㕤㙡㈰攴㍤晣㜵ㄲ挲挷〶㌲ㄳ搲〳ㅥ㔹ㄳ戲㍦㥣㑤㐲摥攷㍡愴ㄱ㔲〲㕢㌶㠴昰搹㠴っ㠴昴㠴㔹〸昹㠰㕤敡〵捤㈶㠴㝤㌴㍥㠲㘸㥤㤰㠳ㄱ愶㈱攴㘳㘶昸㠴㜹㝢敢ㅤ㍥愵挳㝦改搰〷づ㐲挸㘷搰㔲㠴昴㜳㠴㌹〸昹㥣㘱摢ㄹ㌶ㄴづ㐲挸晦愰㔹〳慤㉦㔰㜴㜲挲挷ㄳ㌲㜳㜲ㄸ㍣戲收㘴ㄸ㥣㑤㑥扥攴㙡愴㜱㜲㌸㙣搹㜰挲㘷㈰㌲㜰㌲〲㘶攱攴㙢昶昱〸㘸㌶㈷散愶昱㉤㐴敢㥣㡣㐴㤸㠶㤳敦㤸攱㝢收慤搰㍢晣㐰㠷ㅦ改㔰〹〷攱攴㈷㘸㈹㑥挶㌸挲ㅣ㥣晣捣戰㕦ㄸ㌶ㄹづ挲挹づ㙡搸㐹㜲攸收㌸㕦攷昳て㤹〹㤹ち㡦慣〹愹㠲戳㐹〸敦搴愵ㄳ㌲つ戶㙣〸攱㐳ㄶㄹ〸㤹〹戳㄰搲づ㉤愸愳愱搹㠴戰㡦㐶㍥㙡㕢㈷攴㔸㠴㘹〸〹㜰愵摢㌳敦㜱㝡㠷〲㍡昰搵捦敡㜸㌸㙣〱㤶㐶㄰㕡㡡㤰㙡㐷ㄸ敡敤ㅢ㉥ㅤ㔰㌶ち㈱㔴㍤ㅣ㠴㤰㡥搴㐰㐸㈷扡㌹〸攱㐳ㄶ㤹〹㤹ぢ㡦慣〹㤹〷㘷㤳㤰㈲慥㐳㡢㌴㘶㕤㠴㡦挲㤶つ㈱㝣㤲㈳〳㈱㌱㤸㠵㤰㕤搸愵昹搰㙣㐲搸㐷愳㌳㐴敢㠴挴ㄱ愶㈱愴ぢ㌳散挶扣〹扤挳敥㜴搸㠳づ㐹㌸㙣㐱昷㡣㍤愱愵〸㔹攸〸㐳扤㑤㐸㔷㤴㡤㙥㄰㙡〹ㅣ㠴㤰扤愸㠱㤰扤改收㈰㠴㑦㜲㘴㈶㘴㈹㍣戲㈶攴㉣㌸㥢㠴散挳㜵㘸㤱挶㉣㐲㤶挱㤶つ㈱㝣㕣㈴〳㈱攷挰㉣㠴散挷㉥㥤ぢ捤㈶㠴㝤㌴扡㐳戴㑥挸昹〸搳㄰搲㠳ㄹ昶㘷摥ぢ昴づ㈵㜴㌸㠰づㄷ挲㘱ぢ扡㘷ㅣ〸㉤㐵挸㈵㡥㌰搴摢㠴昴㐴搹攸〵愱㔶挲㐱〸㌹㠸ㅡ〸㌹㤸㙥づ㐲昸戸㐸㘶㐲㔶挳㈳㙢㐲慥㠶戳㐹㐸㙦慥㐳㡢㌴㘶ㄱ戲〶戶㙣〸攱㌳㈹ㄹ〸㔹ぢ戳㄰搲㤷㕤扡づ㥡㑤〸晢㘸昴㠳㘸㥤㤰ㅢ㄰愶㈱愴㡣ㄹ晡㌳敦㡤㝡㠷〱㜴ㄸ㐸㠷㥢攰戰〵摤㌳〶㐱㑢ㄱ㜲㡢㈳っ昵㌶㈱㠳㔱㌶㠶㐰愸㝢攰㈰㠴ㅣ㐲つ㠴っ愵㥢㠳㄰㍥㤳㤲㤹㤰㜵昰挸㥡㤰昵㜰㌶〹㌹㤴敢搰㈲㡤㔹㠴㙣㠰㉤ㅢ㐲昸攰㑢〶㐲㌶挲㉣㠴っ㘳㤷㌶㐱戳〹㘱ㅦ㡤攱㄰慤ㄳ昲㈰挲㌴㠴晣㠱ㄹ㐶㌰敦㐳㝡㠷㈳攸㔰㑥㠷扦挰㘱ぢ扡㘷㡣㠴㤶㈲攴ㄱ㐷ㄸ敡㙤㐲㉡㔰㌶㉡㈱搴㔳㜰㄰㐲㐶㔱〳㈱愳改收㈰㠴て扥㘴㈶攴ㄹ㜸㘴㑤挸戳㜰㌶〹ㄹ挳㜵㘸㤱挶㉣㐲戶挲㤶つ㈱㝣扡㈶〳㈱捦挳㉣㠴㡣㘳㤷㕥㠰㘶ㄳ挲㍥ㅡ攳㈱㕡㈷攴㈵㠴㘹〸㤹挰っㄳ㤹昷㘵扤挳㔱㜴㤸㐴㠷㔷攰戰〵摤㌳㈶㐳㑢ㄱ昲慡㈳っ昵㌶㈱㔳㔰㌶愶㐲愸户攱㈰㠴㔴㔱〳㈱搳攸收㈰㠴㑦搷㘴㈶攴ㅤ㜸㘴㑤挸扢㜰㌶〹㤹捥㜵㘸㤱挶㉣㐲摥㠳㉤ㅢ㐲昸〸㑦〶㐲㍥㠰㔹〸㤹挹㉥㝤〸捤㈶㠴㝤㌴㡥㠱㘸㥤㤰㡦ㄱ愶㈱攴㔸㘶㌸㡥㜹㍦搱㍢ㅣ㑦㠷㔹㜴昸ㄴづ㕢搰㍤攳〴㘸㈹㐲㍥㜷㠴愱摥㈶愴ㅡ㘵攳㐴〸昵ㅤㅣ㠴㤰㌰㌴敢㔴㘴㌶㍤ㅤ㥣昰㈹㥥捣㥣晣〰㡦慣㌹昹ㄱ捥㈶㈷㌵㕣㡤ㄶ㘹捣攲攴㈷搸戲攱㠴㡦ち㘵攰㘴〷捣挲㐹㠴㝤捣挱㘸搷收㠴摤㌴收㐰戴捥㐹㉥挲㌴㥣搴㌳㐳〳昳戶搳㍢捣愵挳㍣㍡攴挱㘱ぢ扡㘷㐴愱愵㌸㘹敦〸㐳扤捤㐹㈳捡㐶ㄳ㐴晥㉥㜰挸敥愱ㄳ捥㡣㉢㜶㍣〹挴ㄹ㤳㠹㕤敡愶㌴㠷愳昸搹㡣㐹㤸㤴㥥㘴搵敦㘱㑡㘲㥥昹㘸㠰晢㌵搱改扦愶㠱攷㘹愴ぢ挷捤摡ㄷ㍤㜳㘳㤰敥㙢昵㉤㐱捦㕦昷攸㐰㌰晦搲ㅦ㜷散挸慥ㄵ㠵㔶摡㉦攰慢㐹慢慢㜳ち搸㈶㐸〲㜵㥣㐴扤㉢㡡ㄹ㘶收扡㘶搱㌳㔳攷㥤搳ぢ㌹㘵戴㜷㤴㍦戰愳㥢㤷㤸㍥㐱㜷㍥戶づ搵〵慤㌱㠷㜱ㄲ㌵㙢㐵昲昷㐰㙤慢戳㍢ㄱ㠰挷㠳㌸捦戳㉡戹㌸㡡戹戵㉣昲㡤㥢㘶㠹㔳っ㑤㌳㔶㉦ㄶ捦挳㜳㔰敥㌷散愶㘲敦㐷慡づ㕤㕣㙦㌴㤶㌰㕡㜶挳摡攴㕦っ㜰㝤攳搳昱㘴っ㤷㐰〲慢搸㘵㘲㐳㑤㍣㤶㠸搵㈵㐳㔵㤸ㅥㅥ攲㍢慥昱搲㥡戲昲晣ぢ㤱㔱摢㈶㍢㤶搷挴摦㠶ㄱ㡡㠲昳㥡㘲ぢ㥢㘴㙤昲ㄳ㝣搵户攰搵扥㍤㥢攱攳〳戲散て昰㡡昷挴㡡㜲㈹敥㙡ㄷ扡搹㠵扤慣㐲搱摥㈸㌰㉡㈰㥥扦愱㈸摥〷㤹搹㑡愰ㄹㅤ搸愵㘲㘴㜵晡捦摥〴ㄶ愰扡㄰搵㌲㠱㜵㉡摥㡡ㅤ㔸㠸㥡㑥愸㜱捣昶㉥摥搷捡㘲㉣㠲搱攸㡥㝣㐶〸㐲㠵㔰捦㐳㐹㔰㥤つ摣戸愹戳㉤搹㘴㔵㜷ㄴ戹搹ㅡ愷㈲㐶敤㡦㤲㐰㜴ㅡ㌵㌸搱㔱ㅤ〰挹捤㑡㉤㐵㈸挹㐴㘵㑥攰っ戸昸㌲愴㤶挰㡤㉣愵愳㝣㈰昳㘱㈹敥㘹ㄷ㝡搹㠵㠳慣㐲搱挱㈸戴つ捡扤㤱㤹慤ㄸ㐴搹㈰愶〶㘱㉣敥㘳搷㉦㘳㔵㑦㝡ㅣ〸愱㑡㔱㙦攲戶ㄸ㍤㐹挷慤ㅦ㙣㠲摢戹㠸㔱晤愱〹㙥攷㔱㐳㉣昴ㅣ㌵㄰㔲㜰㕢㠰㜰ㅢ㌷㠳㕢㌶㌷㘲㤵搴㐲㌴㠸愱㔸㡡〷摢㠵㈱㜶攱㄰慢㔰㌴ㄴ㠵戶㠱攸㔰㘴㘶㉢㙥㠸づ戳敢㤷ㄳ㈲扥㔶搵攸〳愱づ㐷扤〹㔱愳〷愲攱戰〹㐴㤷ㄳ㤴ㄱ搰〴愲㉢㥣㄰㤵愳㔶㈰㥡敢㠴㠸㥢㤶㐰㔴慦㠵㘸㈴㠲戸ㄴ㔷搸㠵㑡扢㌰捡㉡ㄴ㡤㐶愱㙤㈰ㅡ㠳捣㙣挵つ搱㔸扢㝥つ㈱ㅡ㐸て㍥戴愱㡥㐴扤〹㔱搸〳搱㜸搸〴愲敢〸捡㐴㘸〲搱昵㑥㠸㈶愱㔶㈰㍡㐱ぢ搱昱㕡㠸㈶㈳㠸㑢昱ㄴ扢㌰搵㉥㔴㔹㠵愲㘹㈸戴つ㐴搳㤱㤹慤戸㈱㥡㘱搷摦㑡㠸づ愵挷㔰〸㜵㌴敡㑤㠸愶㝢㈰㍡〶㌶㠱攸㑥㠲㜲ㅣ㌴㠱攸㉥㈷㐴戳㔰㉢㄰㑤搵㐲㌴㔹ぢ搱〹〸攲㔲㕣㙤ㄷ㑥戴ぢ㘱慢㔰㌴ㅢ㠵戶㠱愸〶㤹搹㡡ㅢ愲㕡扢㝥〳㈱ㅡ㐱㡦㍦㐰愸㍡搴㥢㄰㡤昳㐰㌴〷㌶㠱㘸ㄳ㐱㘹㠰㈶㄰㍤攰㠴㘸ㅥ㙡〵愲搱㑥㠸㔲挷愲㑡㉤㐴㔱〴㜱㈹㙥戴ぢ㑤㜶㈱㘶ㄵ㡡收愳搰㌶㄰㥤㠴捣㙣挵つ㔱摣慥㙦㈱㐴㝣㕤慡㔱〹愱㤲愸㌷㈱ㅡ敥㠱愸ㄹ㌶㠱㘸ぢ㐱㔹〸㑤㈰㝡摣〹搱㘲搴ち㐴㠷㌹㈱㑡ㅤ㡢㠶㙡㈱㍡ㄹ㐱㕣㡡㑦戱ぢ愷摡㠵搳慣㐲搱改㈸戴つ㐴㘷㈰㌳㕢㜱㐳戴挴慥摦㑡㠸挶搳攳㐸〸戵ㄴ昵㈶㐴晤㍤㄰㥤〵㥢㐰昴〲㐱㌹ㅢ㥡㐰昴愲ㄳ愲㜳㔰㉢㄰㤵㙡㈱敡愳㠵攸㕣〴㜱㈹㍥捦㉥㥣㙦ㄷ㉥戰ち㐵ㄷ愲搰㌶㄰㕤㠴捣㙣挵つ搱挵㜶晤㙢㠴㠸㉦㐷㌵㈶㐳愸攵愸㌷㈱㍡挰〳搱愵戰〹㐴㙦㄰㤴ㄵ搰〴愲㌷㥤㄰㕤㠱㕡㠱愸㠷ㄶ愲㤰ㄶ愲㉢ㄱ挴愵昸㉡扢戰搲㉥慣戲ち㐵慢㔱㘸ㅢ㠸慥㐶㘶戶攲㠶㘸㡤㕤晦ㅥ㈱㥡㐹㡦ㄹ㄰敡㕡搴㥢㄰㜵昵㐰戴ㄶ㌶㠱攸㐳㠲㜲㍤㌴㠱攸㈳㈷㐴㌷愲㔶㈰摡摤〹㔱敡㔸搴㐵ぢ搱㑤〸攲㔲㝣戳㕤昸㤳㕤戸挵㉡ㄴ摤㡡㐲摢㐰㜴ㅢ㌲戳ㄵ㌷㐴户摢昵摢〹搱㉣㝡昰㐵慢敡㑥搴㥢㄰㜵昴㐰㜴ㄷ㙣〲搱㔷〴攵㙥㘸〲搱搷㑥㠸敥㐵慤㐰ㄴ㜴㐲㤴㍡ㄶㄵ㘸㈱㕡㠷㈰㉥挵敢敤挲〶扢㜰㥦㔵㈸扡ㅦ㠵戶㠱㘸㈳㌲戳ㄵ㌷㐴㥢散晡㥦〸㔱つ㍤㘶㐳愸〷㔱㙦㐲愴㍣㄰㍤〴㥢㐰㤴㤳て捦㠷愱〹㐴晣敤㐸ㄶ愰攷愸㐷㈰〵愲㕦㝥㜰㡣慥㔳㄰晤㠴㕡敦〹㐸ぢ㐳戱ㄴ㙦戶ぢ㡦摡㠵挷慣㐲搱ㄶㄴ摡〶愲挷㤱㤹慤戸㈱㝡挲慥㉦㐰〷攵挷晣っ扥㔲㔵㍤㠵㝡ㄳ愲慦搱㥢昴ㄳ㤰愷㘱ㄳ㠸ち〹捡戳搰〴愲㡥㑥㠸㥥㐳慤㐰昴㠵ㄶ愲敤㕡㠸晥㠶㈰㉥挵捦摢㠵ㄷ散挲㡢㔶愱攸㈵ㄴ摡〶愲㤷㤱㤹慤戸㈱㝡挵慥敦㐲㠸㘲昴攰㥢㔴搵㍦㔰㙦㐲昴㤱〷愲㔷㘱ㄳ㠸昶㈴㈸晦㠴㈶㄰㜵㜵㐲戴つ戵〲搱㝦戴㄰扤愷㠵攸つ〴㜱㈹㝥搳㉥晣换㉥扣㘵ㄵ㡡摥㐶愱㙤㈰晡㌷㌲戳ㄵ㌷㐴敦搸昵㈱㐲挴㔷㥣ㅡ㝣㠱慡㝡て昵㈶㐴㙦㝡㈰㝡ㅦ㌶㠱愸㠴愰㝣〰㑤㈰㍡挰〹搱㐷愸ㄵ㠸㕥搷㐲昴㥡ㄶ愲㡦ㄱ挴愵昸ㄳ扢昰愹㕤昸慦㔵㈸晡っ㠵戶㠱攸㜳㘴㘶㉢㙥㠸戶摢昵㝤〸搱㈹昴㌸ㄹ㐲㝤㠱㝡ㄳ愲ㄷ㍤㄰㝤〹㥢㐰㔴㐶㔰扥㠶㈶㄰昵㜷㐲昴㉤㙡〵愲扦㌹㈱㑡㝤愳㙤搵㐲昴ㅤ㠲戸ㄴ㝦㙦ㄷ㝥戰ぢ㍦㕡㠵愲㥦㔰㘸ㅢ㠸㝥㐶㘶戶攲㠶攸ㄷ扢㝥㈸㈱㍡㤳ㅥ㑢㈰攴㔵㐸㈶㐴㡦㝢㈰㔲㌸戲ぢ㐴㠷ㄳㄴ㤹㘴挲戸攱㑥㠸昲攱㈳㄰㍤敡㠴㈸㜵戸㙥搱㐲ㄴ㐰㄰㤷㘲㑥㌰㤱㐲㠱㕤㌰慣㐲ㄱ㈷㤳戴つ㐴ㅤ㤰㔹〷㔱愱㕤㕦㐹㠸捥挱㝡ㄹ㝣㐳慡攲扣ㄴㄳ愲〷㍣㄰㜱㉡㠹㐰㌴㤶愰散〲㑤戶愲㜱㑥㠸㍡愳㔶㈰扡摦〹㔱㙡㉢摡愰㠵愸ぢ㠲戸ㄴ敦㘶ㄷ㌸扦㐳㙡昶戰ち㐵㝢愲搰㌶㄰㜱㔲㠸づ㈲捥ㄳ㤱晡挹㠴㠸慦㉥㌵昸㘲㔴戵㌷敡㑤㠸敥昲㐰戴て㙣〲搱㌴㠲戲ㅦ㌴㠱㘸扡ㄳ愲敥愸ㄵ㠸㙥㜷㐲㤴摡㡡㙥搵㐲挴〹ㄸ㕣㡡㌹〹㐳ち㈵㜶攱〰慢㔰㜴㈰ち㙤〳ㄱ愷㘹攸㈰敡㘵搷ㅦ㑦㠸㔶㘰扤㡣换㈰ㄴ攷㙥㤸㄰㕤敦㠱愸㌷㙣〲搱㠹〴㐵愶㐶㌰㉥散㠴㠸㔳㈳〴愲㙢戵㄰慤搱㐲㔴㠶㈰㉥挵晤敤〲攷㐰㐸捤㐰慢㔰㌴〸㠵戶㠱㘸㌰㌲敢㈰攲㕣ち愹慦㈷㐴慢戰㍡挶㑡〸㌵ㄴ昵㈶㐴㔷㜸㈰攲〴〸㠱㈸㑡㔰㘴戲〲攳ㅡ㥤㄰つ㠷㡦㐰㜴㤹ㄶ愲攵㕡㠸㌸㐹㠱㑢昱〸扢㜰㠴㕤㈸户ち㐵㥣㤴搰㌶㄰㜱㉡㠳づ愲㑡扢㍥㐹㠸搶㘲晤㡣㙢㈱搴㘸搴㥢㄰㥤攷㠱㠸㔳ㄲ〴愲㐵〴㘵ㅣ㌴搹搱ㄶ㍢㈱ㅡ㡦㕡㠱攸㡦㕡㠸㤶㘹㈱㥡㠰㈰㉥挵㥣㍡㈰〵捥ㄳ㤰〲攷ち㜰㈹㥡㡣㐲摢㐰㌴〵㤹㜵㄰㜱扥㠱搴㉦㈱㐴㌷㘳㈵㡣㥢㈰搴㌴搴㥢㄰㥤收㠱㘸㍡㙣〲搱㌲㠲㈲㌷昴ㄹ㜷戶ㄳ㈲摥搰ㄷ㠸㑥㜶㐲㤴㍡㕣㉦搲㐲挴ㅢ昹㕣㡡㜹㌳㕦ち挷摢㠵㔹㔶愱㠸㌷敥摢〶愲㙡㘴搶㐱挴ㄹ〰㔲㝦㈱㈱扡〳敢㘵摣づ愱㌸〱挰㠴攸㈴て㐴扣㘷㉦㄰㉤㈷㈸收晤㜵挴㕤敡㠴㠸昷搷〵愲㈶㉤㐴㔱㉤㐴昵〸攲㔲摣㘰ㄷ㜸㈳㕤㙡收㔹㠵愲㈸ち㙤〳ㄱ敦扥敢㈰攲つ㜹愹㕦㐹㠸昸ㄲ㔲攳ㅥ〸㌵ㅦ昵戲晢㕣㡤㝡㝢㈹㍥〹戵昸㡦攷改㔰摢戱㥤㕡〴愵㠴晡戳ㄴ㕢㈹㥥㠳㔰㈷〲㠱㙤㜸㐷慢攷户摦慡㉤㠳攷㜷〵㑦㐵㈶㘹敦〶㘷㝢愷愱ㄶ晦昱ㄴ㥢搹摥㌲㈸㈵搴㕤敤ㅤ攳搷摥搱㤶挱昳摢㝣攷㈲㤳户㝦攷愱ㄶ晦戱㤹㤸敤㉤㠷㔲愲㘹㙦慡㕦㝢㔳㉣㠳攷户敤㉥㐷㈶㙦晦慥㐰㉤晥〳㜸戳扤㌵㔰㑡㌴敤㡤昷㙢敦㐸换攰昹㝤戸敢㤰挹摢摥昵愸挵㝦㍣敡㘵戶㜷㉢㤴ㄲ㑤㝢㤵㝥敤㔵㔸〶捦㙦慣摤㠹㑣摥昶㜸㍢〳晦昱㡣㤵搹摥〶㈸㈵㥡昶㠶晢戵㜷戸㘵昰晣㑥搹㈶㘴昲昲挷㝢〳昸㡦㈷愷捣昶㕡愰㤴㘸摡ㅢ攲搷摥㘰换攰昹慤慦㉤挸攴敤ㅦ㉦戴攳㍦戶㝡戳扤慤㔰㑡㌴敤昵昳㙢慦搴㌲㜸㝥㉦敢〵㘴昲戶昷㈲㙡昱ㅦて㈲㤹敤扤〶愵㐴搳㕥㉦扦昶㝡㕡〶捦㙦㑥扤㠱㑣摥昶摥㐴㉤晥攳〹㈰戳扤昷愰㤴㘸摡敢敥搷㕥挸㌲㜸㝥户改㐳㘴昲昲昷ㄱ㙡昱ㅦ捦昵㤸敤㙤㠷㔲愲㘹慦㥢㕦㝢㕤㉤㠳攷㜷㡦扥㐲㈶㙦晦扥㐶㉤晥攳㠱ㅡ戳扤㥦愰㤴㘸摡敢散搷摥慥㤶挱昳摢㐱㜲㠵㡦㤹搲㡥㘷扣搲㈷敤㙤㌷摢攳㠵㌱㕤㝢㠵㝥敤㜵戰っ㥥摦摦㈹㐴㈶㙦晦㜸搹㑣摡晢搶㙣㡦㔷㤹㜴敤攵晢戵㤷㘷ㄹ㍣扦㘱戳愷戶㍤㕥㠳㤲昶㝥㌱摢攳㈵ㅢ㕤㝢扦㝣敦昳晤昰戳㘵昰晣づ㡣㕣挸昱攰挹ぢ㍡搲㕥㍥㈶慦攰晢愸㡦㑦㝢摦晡戵昷㡤㘵昰晣㤶㡡㕣ㄵ㘱㝢㘹摦㝦扣㍡㈲敤ㄵ㥡敤つ昵㘹㙦扢㕦㝢㥦㕢〶捦㙦㤱挸㈵〶㑦晦㜸愹㐱摡敢㙣戶挷㌳㜳ㅤ㥥ㅦ昹戵昷愱㘵昰晣㥥㠷㥣慦㝢晡挷昳㜶㘹慦㥢搹ㅥ㑦㜳㜵敤扤攳搷摥扦㉤㠳攷㌷㌱攴攴搷搳㍦㥥〴㑢㝢摤捤昶㜸捥愸㙢㙦㥢㕦㝢慦㕢〶捦敦㑡挸㤹愴愷㍤㥥㔱㑡㝢扤捣昶㜸〲愶㙢敦ㄵ扦昶㕥戶っ㥥摦㘶㠸㈲㤳㜷晦攳改㤹戴搷捦㙣㡦㘷㌳扡昶㥥昳㙢㙦慢㘵昰晣扥挱㈲㙤㝢㍣搷㤱昶㠶㤸敤昱搴㐰搷摥ㄳ㝥敤㍤㙥ㄹ㍣扦ㄱ㈰㈷っ㥥敤㠵㈷づ搲摥㜰戳㍤㡥戳㜵敤㍤攲搷摥㕦㉤㠳攷㍤晢㌲晡昶戴挷㔱戸戴㔷㘹戶户搲愷扤㑤㝥敤㙤戴っ敥昷搴ㄷ摢扢㜹㍥㐷戶〷晢扦ㄱ摤㝣愱㈶㘶散㐵ㄲ昲摥搸㈲慣㘳㝥ㅤ攷ㄸ㜶愸攳㐴扥㠸扣搵㔳㕥㐵ㅥ㤵〹㝡㠵㜸户㘶㝣㕥㈴㍥〱㙦㡡挵ㅢ㌵慢ㅡ慣㕦晢ㅥ㠷㌷挸昲捤㠷昶㍢ㅤつ搱㌸㍢㌴㔰㌷㈹㡥㤷㍣戶慦ㅢ㤷挰晢㘸㙢ぢ昰敢昰挹㘴㈴摥昴㝢㤸攵㡡敢愵㜹㤸㝢㡣挵㝣攵愶㜶戶㈲愷㈱扡摦〱改㜸改敥㑥㍣散㤷㉥攷昲㤵㥣扦㙥㡥慢㑣慦捥㔵昷㠱㔷戹㉤昶挹㠰慥㌲㡦て慦昹挴敦搵㘲㉢〹㉡㔹㕦㠵㠹㠱攲㉢㈲愷搸晥㕡㔶㍣戳㈰攷㔶愲㜵摡㐴㤳㝣ㄳ㈹㥥㈹㌸攲敦搶挶㑦昵㡦攷挸摦ㄱ㝦愷㌶㝥扡㝦晣愶昴昸摢戴昱㐷晢挷㜳㘴敥㘸晦㑦摡昸攳晣攳㌹搲㜶挴摦愸㡤㍦挱㍦㥥㈳㘷㐷晣㜵摡昸戰㝦㍣㐷挲㡥昸㙢戴昱戵晥昱ㅣ搹㍡攲㔷㙢攳攷昸挷㜳愴敡㠸扦㑡ㅢ㍦搷㍦㥥㈳㑦㐷晣攵摡昸㐶晦㜸㡥㈴ㅤ昱㤷㙡攳攷晢挷㜳㘴攸㠸扦㔸ㅢ㥦昰㡦攷㐸捦ㄱ㝦㠱㌶㝥㠱㝦㍣㐷㙥㡥昸㜳戵昱㡢晤攳㌹ㄲ㜳挴㥦慤㡤㍦搵㍦㥥㈳㉢㐷晣㔲㙤晣ㄹ晥昱ㅣ㈹㌹攲捦搰挶㉦昵㡦攷挸挷ㄱ㝦慡㌶晥㙣晦㜸㡥㘴ㅣ昱㡢戵昱攷晡挷㜳㘴攲㠸㕦愰㡤扦挰㍦㥥㈳つ㐷㝣㐲ㅢ㝦戱㝦㍣㐷づ㡥昸昹摡昸㑢晤攳㌹ㄲ㜰挴㌷㙡攳㉦昷㡤捦攷㜷㐴搶㕦㔶ㅣ攱晤捡㘷ㅢ慥㐴㍢㡡摦㈳㙣搰戸㡡ㅡ扦ㄵ㐴㕢㐹㡤挷㜸搱㔶㔱攳ㄱ㕢戴搵搴㜸晣ㄵ敤㙡㙡㍣㥡㡡戶㠶ㅡ㡦㡤愲㕤㐳㡤㐷㍡搱慥愵挶攳㤶㘸㙢愹昱㈸㈴摡㜵搴㜸㑣ㄱ敤㝡㙡㍣㐲㠸㜶〳㌵敥敦愲摤㐸㡤㝢慦㘸㌷㔱攳扥㈸摡捤搴戸㘷㠹昶㈷㙡摣㑦㐴扢㠵ㅡ户㝡搱㙥愵挶㙤㔸戴摢愸㜱㡢ㄴ敤㜶㙡摣扥㐴扢㠳ㅡ户ㄶ搱敥愴㐶敥㐵扢㡢ㅡ㤹ㄴ敤捦搴〴㔴㜰㤲㜶㤶愶〴㕣搶摡㕦昲㈸攷㈸〱搹攳㉢㘰㝢㝣〵㜴㑦慤㠰敦愹ㄵㄲ㍣㜹㠵っ㡦慦㤰攲愹ㄵ㜲㍣戵㐲㤲㈷慦㤰攵昱ㄵ搲㍣戵㐲㥥愷㔶㐸昴搴ち㤹㥥㕡㈱㤵戵昶昰ㄸ㘵晣摥ㄹ愱昷昸ち挹ㅥ㕦㈱摢攳㉢愴㝢㙡㠵㝣㑦慤㙣〴㥥㕡搹ㄸ㔸㥢戶㘶戲㔱戸㙢㍢晣㍦ㄶ攸扢ㅡ"]
[null,null,null,null,null,"Decisioneering:7.0.0.0"]
[null,null,null,null,null,"CB_Block_7.0.0.0:16"]
[null,null,null,null,null,"㜸〱捤㝤〹㜸ㄴ㔵昶㝤㕥㐸㥡㔴ㄳ㐸ㄴ㔴挴慤㈳㐱㔴㌰㠶㑤㔰㐱㠴㠴㑤㜶挲攲㠶戱㐹㍡愴愱㤳挶敥づ慢ぢ㙥攳㠶㉢㉥〸㈸㡡㈲ち戸挲㠸换㌸〶挱㘵ㄴ挷㜵挶㝤㕣㘷摣㤵㐱ㅤ㜷晤㥦㜳慢慡愹敥㝡搵改㥦㝦昳㝤ㄶ昴捤扢敦㉥慦摥㌹㔵搵慦慡㕥㔵攷愸㥣㥣㥣㕦戱昰㉦㤷㍣ㄶ昶慤㕡㄰㑦㠴ㅡ捡㉡愲㤱㐸愸㈶ㄱ㡥㌶挶换㠶挴㘲挱〵㘳挲昱㐴ㅢ㌸昸慡挳戰挷昳慢攳攱㠵愱㠲敡戹愱㔸ㅣ㑥昹㌹㌹〵〵㐶㉥散㝢㕢㥦㘲㕢㌱ㄸ㘵攴㔱挰㉢挷昰㔱戴愵㈸愰㌰㈸晣ㄴ敤㈸ち㈹摡㔳㜴愰㈸愲㈸愶搸㡤㘲㜷㡡㡥ㄴ㥤㈸昶愰搸㤳㘲㉦㡡捥ㄴ㙣摦攸㐲戱て㐴攱扥㄰㔵ㄵ㐳挷捦㤸㠵摥㔴㈵愲戱㔰捦挰㔴㜳㥤〷昵㉦敢㔳搶慢扣晣㠸戲昲㥥㠱㡡愶㐸愲㈹ㄶㅡ搴ㄸ㙡㑡挴㠲㤱㥥㠱〹㑤㌳㈲攱㥡搱愱〵㤳愳戳㐳㡤㠳㐲㌳捡晢捣〸昶ㅤ搰慢㙦扦㝥㜵㐷ㅥ㌹愰㜰㍦㈴ㅥ㕢㌱㜴㐲㉣㔴ㄷ晦㥤㔲敥捦㤴攳㉢㠶㤶㡤ぢ㈵㝥愷㤴〷㈰攵戸㡡愱㤵搱㠶㘰戸昱昷挹㤹㑦㍥晢㔴㠶㙡挲㈴㍥ㄴ㡡㠵ㅢ㘷㤶㘱愵㔳㐰㠶搶扦㙣㌸搰慥〹挶ㄳㄵ愱㐸㘴㔲愸㡥㥣ㄷ㌶㄰戰㔰㉣搴㔸ㄳ㡡㜷㘸ㄸ㌶扦㈶ㄴ戱捣昱㠲㠶愹挱搸戸㘰㐳㈸㡦㠵愲〶㤳戳㔱戵愱挶㐴㌸戱愰㝤挳㤴㜸㘸㔲戰㜱㘶㠸㉥昹つ㈳㥡挲戵㜹㜹㉡㉦㉦愷㑤㜷摤捡〸㌱㘵挳㘳㌵ㄵ昵挱㔸㐲㌴㔲搶㑢攷敢搸㍡㘴挵㔳㔶㡢㕢㔰㈰㉤㡡㈴㔵㠵ㅢ㐶㠷㘲㡤愱〸ㅢ㈱㜵㍤搲㥣〴ㄳㄳ昹㈴㌸㜶㙦挸㡢㙡㘷敤㙢散ち㕢㌱〲ㄴ㈵㄰扥〳㈱昶ㄹㄳ慥ぢ〵㉡ㄶ搴㐴㈰愳昱㐴攰戰挰愴㈹扤〳ㄵ㔵㘳〲晤㡣慥㜴㉤㠵㔰㜹㙦㘰ㅦ㜶愶攲㝥㤴㕢ㅤ捣慤㥥㤱㕢㕤㤳㕢㕤㥢㕢ㅤ捡慤慥换慤㥥㤹㕢㕤㥦㕢ㅤ捥慤㥥㤵㕢㍤ㅢ㍥昶㔲搰戶㙤慥戵㉣㥤㌲㜴收捥㤷挶ㅥ㝢昱㤲ㄷ愷㉥昹昸捥㤹㡡扢慤散扦〷愱㘰㜴㠷昰ㅤっ㤱㘱搵捡㡤㐳攸㝡㈸㠴㔲晦挰慡㜱昵慥㜹晣敢㡦㈶晤攷愲ㄱ敢㝢扥攷ㅦ搷晦㠷搵㡡㐷〲挹摢㤳捥㠷㐱昸捡㈰昶ㅣ㍦㈷ㄴ㉢摢搵摢〱搲摢㕥挶攱昴㉡㠷㔰敡㌹㉢攵㔳㕦ㅥ㍥戲昷慡敦挷㙤ㄸ戴昵搴ㄱ挷〴摥㔶㍣慥㐸捡摥㜴敥〳攱敢ぢ愱㑦㔹㙥昴愳搷ㄱ㄰㑡晤捤㑡㌹㜳搸㝦㐶扦㔶昶改戱㤷搷㌶ㅤ戸晦ㄹ㌷㍤愷戸挵㑡捡〱㜴㍥ㄲ挲㜷ㄴ㠴戶昷㝤㘴㔵㝢ㅢ㐷搳㜵㈰㠴㔲㕢敤摥㍦戲扡㙡昹㤵㑦っ扢晢㡣愵搵攳ㄷ㍥昸㤱攲㠱㑦昲ㅥ㐳攷挱㄰扥㘳㈱戴㜹㝢㐹摥㍥挶㄰扡づ㠵㔰敡ㄱ㝢㝤慦㜹㘴昵㤶扦㥣㌹㙥挵㥡㡢ㄶ㙦敢㝣㑡㜷挵㘳愹攴慤愴昳㌰〸摦㜰〸㙤㕥㜳㝤晢ㅡ㈳攸㍡ㄲ㐲愹捤㔶摥㌳㉦㉢摣慤㘴㔶㐹攵收㙥㝢ㄹㅦ挴敦晦㔴昱昰㉣㜹㡦愳昳㘸〸摦ㄸ〸㍤戴㝤㡣戱昴ㅡ〷愱搴扤㔶捡〳搶慥摤扤㐳戸搳㤸㝢㠷っ㙢㥣㕥㜹挶㔷㡡ㅢ愹愴㥣㐰攷㠹㄰扥㐹㄰改㈹晢㔹ㅢ㐰ㄵ扤㈶㐳㈸戵摥㑡㜹㙥搵捥㐷㜷㥥㝦收戰㉢〷ㅦ晦㐹户㠵㌷㙥㔱晣敡㤰㤴㔳改㍣つ挲㜷㍣㐴㝡㑡㜳㥢敡㙤㥣㐰慦ㄳ㈱㤴㕡㘳愵㉣扢㘱㙣攰戹搳㔶㔷㉥㝢昸昰㙦㡢攷ㅤ㜷戱攲ㄷ㤱愴㍣㤹捥搳㈱㝣愷㐰愴愷散㙦慤㘵㌵扤㑥㠵㔰㙡㤵㤵㜲挵昹㍦㝦昲晤㔱捦㡤㔸㕢晡攴敡㙢ㅥ㝡㙤戴攲搷㥡愴㥣㐱攷ㅡ〸㕦㉤㠴㤶㈳㜳㘷敦㙤㠴攸㕡〷愱搴昵㔶摥づ慦㉦摢晡昶戰晦㡤扥㝦搱昶㥥㝢捥搸㔸慡昸㑤㈹㜹敢改ㅣ㠶昰捤㠲搰收㌵戹㉦㌷㜸ㄴ㌰㈲㄰㑡㉤戵昲㥥昸昴㥦扢昴㔸㜴摢戸换扦晦扡昶换戹昹ぢㄵ扦㝣㈵㙦㈳㥤愳㄰扥㌹㄰改㄰搸挷愵搳攸ㄵ㠳㔰敡㔲㉢攵㠰㙢昷戸㘵挰㠶收愱㙢㉥昹愲戹㐳散愹㑦ㄵ扦捡㈵㘵㠲捥㑤㄰扥戹㄰改㈹㑤㔴晢ㅡ昳攸㌵ㅦ㐲愹ぢ慣㤴㉦㥣昹敢攴敢㌶㙦㍡昶慦戵㈷慣㜹昴㠲㥢ㄷ㈹づっ㈴攵㐲㍡㉦㠲昰㥤づ㤱㥥搲攴扥慦㜱〶扤捥㠴㔰敡㙣㉢攵扢㑢㉥戹挹戸扣换㠸扢摡㝤晥慦摢㥦㕡㜱戵攲㌰㐳㔲㉥愶昳搹㄰扥㜳㈰搲㔳ㅥ㘱敤昷攷搲敢㍣〸愵ㄶ㔹㈹挷㜷つ愹晤愲ㅤ㡥㝤㜴挷昴㤷㥦㍦㘰攰㔶挵㐱㡢愴晣ㄳ㥤㉦㠰昰㕤〸㤱㥥搲愴愷㥦㜱ㄱ扤㉥㠶㔰慡挹㑡搹㜱敢㙤㍦㑣昵摦㍤㘴改㝥挳㙥㍢愵㜷挷㡤㡡㐳㈰㐹戹㠴捥㤷㐲昸㉥㠳搰搲摥搷摡㑣㉦愷敢ㄵ㄰㑡㐵慤扣慦慣改㜴晤㠳㍦昶㍡敥慥攰攸㝢愷㑤㉢ㅦ慤㌸慡㤲扣㔷搱㜹㈹㠴敦㙡㠸っ㜹换㡤㙢攸㝡㉤㠴㔲㘱㉢敦挰捦ㄷ㥤昲摡ぢ㥤㐶慣扢攸戳㐹㥦扣昲散慢㡡〳㌵挹扢㡣捥搷㐳昸㤶㐳愴㐳㘰㜲摦摢㔸㐱慦㤵㄰㑡搵㔸㈹晤晦捤㕦晢捤㑦敢㡦扤昷昳㙥捦㝣扤㜱挷㝢慡㌳捣㤲昲㐶㍡慦㠲昰摤〴愱㕤㔵ㄳ摡㍥挶捤㜴㕤つ愱搴㜴㉢敦㘳戳昳扦㝢晡挸㘳㐶㍦戴晥挶捥㠷散㝥改敤㡡㈳㐹挹㝢㉢㥤搷㐰昸㙥㠳㐸㕦㔵ㄳ搵摥挶㕡㝡摤づ愱搴㌴㉢㘵扦戵敢㑥ちて㍦㝥挸㉤晤慦㕥㝣挸捦ㅢ㜶慡㉥㌰㑢捡㜵㜴㕥て攱摢〰愱㕤㔵昳挰摦换戸㤳慥㜷㐱㈸㌵搱捡扢攲㤲㔷敥扢㙦摢戱愳敥扡㝣扦攷慦扣攷㠹㍢搴㍥㌰㑢摥㝢攸㝣㉦㠴敦㍥〸㙤㕥㜳㑦敤㙢㙣愴敢㈶〸愵㐶㕢㜹ㄳ〷㍤㜸晣㈷㙤㕥ㅥ㜳昱愷㈷㡣晡㕦挱攳敦ㄶ摥て昳㐴㙢㤴㔲ㄹぢ捥挳㔰㙦搷㈰戲㜷㔹㌹晦戵㍣㜶挶搰戹慥㕦㕤晦扡㕥扤㙡晢㤵〷晢〴昳〳㐸㥢敤愰㡤晢㑣㘱摤戴㜰㘳㙤㜴㥥㡣攲ち敢㠶㠷㈳㠹㔰㑣㤴愲㍡晣㌱㐷愲愲户慦ㅢ㌶ㅦ攳昷ㅡ㜳挰搷愹慥㈲ㄴ㑢㘰攴㥢㔸戰㙢ㄴ戸敦搰㘰㍣戴㑢敤㘱攵ㅥㅡ㙤㙡慣㡤敦愳㌷㔶㈵㠲㠹㔰㤷㜴摢慥㈴慥戰㉡っ㡢㐳㜱㔹愵晤搳挳愶〶㈳㑤愱㈱昳挳愶㜹扦㌴㌳〶挸搱ㄹ摥搶攱戱搰㘹㐹慢㙢㡤㠶攰㡣㙤慥攴㜶昵搲㌴㤹敢ㄵ愸愸㡦挶㐳㡤戲㝡㍤ㅡ㈶㠴㙢㘶㠷㘲㔵㈱㥥敦㠵㙡愵慢㝢搰㘴㡤搲㝢㡣㙦㐴㐷㌱敥慥㍤搰㔹㑢愰㐳㡤戵愱㕡慣㉦〶㙤㠹〵㤳㠳㌳㈲愱㍤㔳㕣捣㌶㘱搸㍢愵㝡㜸戴愶㈹㕥ㄱ㙤㑣挴愲㤱㔴换㤰摡戹㐱㥣ㄹ搴㡥㡤搶㠶昲㘴挹㌱愵捡㘹搳㐶愹㥣㠳㜵㐳㙣收㡥㜳㄰敥搸㐸㌸搴捦散散搸㠸攸慣ㅤ扣㈷㌳愳攰搸挸攸㝦㐸挶㌵㜱㙥㠴昴㉥捦攸慤搹㐸ㄹ搴㌹㜵挷㉢㥢〴㝥挰㐳㈴挴扤㌲户搴㍢攵慥敤戲㠵㌵㜵戰挲搳㝢㝡㘷〰㑤搲㈶户扤搶㜵捥捤敤㘸昵㝥搸㕣㥣晦㡤っ㌶搶㐶㐲戱㡣ㄷ㈷ㄴ搷挸搸㑣昱〰挵㠳ㄴて㔱㍣っ㤱㕦㠹㘳㥣㈷愲㜹昰㔰昳搵㠲晣㜹攱摡㐴扤慦㍥ㄴ㥥㔹㥦㐰ㅤ㉥㙡ㄴㄴ㄰㙥搷㘲㍣㠲㉡攳慦ㄴ㡦㐲昸晤㌹扥㘶晣捤昱昹戱攴攴昳㈴敥晦㝥慡㤹㡢㈸㐳捥㙣㜱摤㈱㥥摦㠰ㄳ攸㜸㥢㌶扡㕥㡦っ挶敢ㄳ摣攱㌲ㅢ㤹㙦ぢ挵㘳㄰㠵㕢㈱挶㡥っ㐵戰扢晥㑥㤷㉣昲扢㈲㘵㡢㈷挷ㅣ㥣敤搹㔰戵愰戱愶㍥ㄶ㙤挴㘵愳捡㘰㈲㌸愴〶㔷〰攲㉡攸㙢ㄸㄳ慤㘸㑡昸ㅡ㐶㠶昱愷戰㘱㔲㘸㑥㈸㤸愸挰搱㌸搱扥㘱っ慥ㅥ挸攱㜲㔴敤晣晣〶昳挴扦㌲ㄴ慦㌱㜸㠵㘰ㄴ㡥㍥昳㝤㈸攱㜰㕡搸挰攳㐹㘸㝥㠲愹摢㌶㑣〸攲ち㐳挲㠰㔳て㠹㌲㑢㡣㙣㉦㜵㜶戴摦搲㤰愱㔸㡡㡥㉣敤愴挲捣㤴挳つ〴㕦㤴昸㤶捤戳㘴晡㡥㌲㈵ㄱ㡥挴换㉣㜴换㉡愳戸㝣ㄴ㤲ぢ㘷㐴摤攷挳㜶攴换挸㔵晡晥捣㑢っ攳㙢㘶㤸㘹戱㉡㈳㘲搱愶㌹晢㈳搷敦㤵㠷戹㜲㡣㙤㄰慢晥扢敥攸㙥㌷摣晤慢昵昷㉣散㈹戲昸ㅥ㠷㌱挳ㄸ愲㥦搱っ〷扡攲㡦㉣挶㤳昸攳㌷ㄸ攷㘱换㉦㠵㑤㝢戰昵戸㔲㤲て晦挲〶㈰㌱㌹ㄶ㤲㑢㍦〵愲㉣㤸ㄳ㙡摦㌰㉤ㅡ㥢㍤㈳ㅡ㥤捤つ愳㠳㘸昱晡㔰㈸挱敢㈹敤慣换㐷㉣㉢愵摡戴㐹戹㐲攲戸昰㜲〰昲晢㥥㠱㘸㍦㈴ㄲ〹搸ㄹ攳扥敤愸㙡㠳㉦ㄵ摦戳㈸昴ㄸ㔳㔱㔱㍤㌶㔴ㅢ㙥㙡ㄸㅢ挵㐵挴㐰㜹晦挳捡晢ㅤ搶扢扣㔷敦挰ㅣ戹㔰ㄸ攴愵搲戲昹㤱㜸㠳敡つ㐰㜸搱愳㙥挸搱㥦㝤戹攴㠳昱㘷㝦㜵挹扦ㄶ㐷攳㍢㔴㉦换攰扡捡㜲㄰㥡〸攰㘳㍣㑦昱〲挵㡢ㄴ㉦㔱扣っ愱㝡㈰㤴㐷㌰㤴㔳ㄷ攳㥦搰㡤㔷㈸㕥㠵挰戱㐷㠰㌷て㐳慡㍢慡㜸㈸㌲㕥愷㜸〳㐲昱敡っ昷摡ㅣ攳㑤〸㑦敡摦㠲㌱〳昵攵㙥㝡摦㐶㠴摦㘰㥣㠷㑤ㅤちㅢ改㌷〸户㐱㠰つ㠲慢扡㔸戸戸〰摢摢㌲戸㉥ㅦ昵㐴㔸㠰昱ㅦ㔱㝣㑣昱〹挵愷ㄴ㥦㐱愸㡥㥥㠰㝤㐱㥦㉦㈹㜶㐰愴〱㜶ㄸ慡〴戰㥤㜴昸ち㐲ㅤづ㘱〲昶㌵㑡㥥㠰㝤〳㘳晡愹㠱㝤昹慡ㄹ㌶慣㑦㤲㍤攳㕢㔴昸つ㠶戸戱ㄲ㥢㉡㠷㑤㠷㔵慥〵㠹ぢ㉢㘵ㄹ㕣搷挵㝡㈳㔳㠰㉤攵㈸〸ㅥ扤㡣㕣㡡㌶ㄴ扣收慦㝥晣挵㙢攳昲搱愷㉤㐵〱㐴ㅡ㔶㝤㤰戴㠴㠹晤㜴㘸〷愱晡㐱㌵戱㉡㠴敡㠹㔵㝢ㄸ昵㔸㘹戶慢㈲㌸晢つ㠶戸戱ㄲ㥢㍡〲慤敡戰晡〴晤搲敥㠸ㅦ㕢〶搷〵扦〱挸ㄴ挰挷攸捣收昶愶攸㐲戱て挵扥㄰敡㝤㑦慣昶愷捦〱ㄴ〱㠸㌴慣㡥㐴搲ㄲ㈶㍥㤰づ㕤㈱搴搱㔰㑤慣㑡愱㝡㘲搵つ㐶敤㡥㘸㥥捡昶㜶㠳搲ㅤㄱ㝥㠳㜱ㅥ㌶㌵㄰㑤敢〰㝢搱ぢ戰ㄷ㉣〳㉥㌸愶㕥挹㍣〶㤹〲昸ㄸ攵㙣慥ㄷ㐵㙦㡡㍥ㄴ㝤㈱搴㌳㥥㠰ㅤ㐱㥦晥ㄴ〳㈰搲〰ㅢ㡣愴㈵㑣㝣ㄴㅤ㡥㠶㔰㐳愰㥡㠰つ㠴敡〹搸㈰ㄸ戵㠰搹㔷㔲㥢㤱㈷㘵㙦ㅣ㡣〸扦挱㌸㌷㘰㘲㔳㐳ㄱ愲〳散㈱㉦挰ㅥ戴っ㌳搳㉦搱㔶㈲㔳〰ㅦ㘳㈴㥢ㅢ㐵㜱ㅣ挵㘸㡡㌱㄰㙡愳㈷㘰攳攸㌳㥥㘲〲㐴ㅡ㘰挳㤰戴㠴㠹㈷搱愱ち㐲㡤㠰㙡〲㌶ㄹ慡㈷㘰㔳㘰搴〲㘶㙥㘱㝤摤愰㑣㐳㠴摦㘰㥣㠷㑤㡤㐴搳㍡挰㔶㝢〱㜶戳㘵㜰㕤㝢㍥づ㤹〲昸ㄸ愷戲戹㈰挵っ㡡ㅡ㡡㕡〸戵挲ㄳ戰㍡晡捣愴愸㠷㐸〳㙣㌴㤲㤶㌰昱㉣㍡捣㠶㔰㘳愱㥡㠰㐵愰㝡〲搶〰愳晥昰搵挷㡤㐷ㄴ捥㝥㠳㈱ㅥ㌶㌵づ慤敡戰扡搸ぢ慢㡢㉣㠳敢愲晡〴㘴ち攰㘳捣㘷㜳ぢ㈸ㄶ㔲㉣愲㌸ㅤ㐲㥤敢㠹搵㤹昴㌹㡢㘲㌱㐴ㅡ㔶ㄳ㤱戴㠴㠹捦愱挳戹㄰慡ち慡㠹搵㜹㔰㍤戱㍡ㅦ挶㜴慣散㡢晡捤㐸㤱戲㈳㕥〰㘷扦挱㄰㌷㔶㘲㔳㤳ㄱ愲挳㉡收㠵搵㘹㤶挱㜵户㘰㉡㌲〵昰㌱慥㘰㜳㔷㔲㕣㐵戱㤴攲㙡〸㌵摢ㄳ慢㙢改㜳ㅤ挵㌲㠸㌴慣愶㈱㘹〹ㄳ㉦愷挳ち〸㜵〲㔴ㄳ慢㤵㔰㍤戱扡〱挶㜴慣散扢ㄵ捤㐸㤱㠲搵㉡㌸晢つ㠶戸戱ㄲ㥢㍡ㄱ㈱㍡慣㑥昴挲敡〴换攰扡つ㜲㌲㌲〵昰㌱㙥㘷㜳㜷㔰慣愳㔸㑦戱〱㐲㔵㜹㘲㜵ㄷ㝤敥愶戸〷㈲つ慢改㐸㕡挲挴昷搱㘱㈳㠴慡㠶㙡㘲戵〹慡㈷㔶㝦㠶㌱ㅤ㉢晢㌶㑣㌳㔲愴㘰戵ㄹ捥㝥㠳㈱㙥慣挴愶㑥㐵㠸づ慢愱㕥㔸つ戱っ慥晢㍢㌳㤰㈹㠰㡦搱捣收戶㔰㍣㐶戱㤵㘲ㅢ㠴㍡摡ㄳ慢㈷攸昳㈴挵㔳㄰㘹㔸搵㈰㘹〹ㄳ㍦㑤㠷㘷㈰㔴〸慡㠹搵㜶愸㥥㔸㍤ぢ愳昶〰㙦摦㕦㙡㐶㥥ㄴ挰㥥㐳㠴摦㘰㥣ㅢ㌰戱㈹摥㡤搲〱㜶愸ㄷ㘰㠷㔸〶搷㡤慢㝡㘴ち攰㘳扣捡收㕥愳㜸㥤攲つ㡡㌷㈱㔴㔷㑦挰晥㐵㥦户㈹摥㠱㐸〳㡣昷挰㑡㤸昸㍤㍡扣て愱㘶㐳㌵〱晢〰慡㈷㘰晦㠶㔱ぢ㤸昹㡤愸ㄹ愴㝥㠸〸扦挱㌸㌷㘰㘲㔳ㄱ㌴慤〳㙣㜷㉦挰㜶戳っ慥㍢㜲㡤挸ㄴ挰挷搸挱收晥㑢戱㤳攲㉢㡡慦㈱㔴㍢㑦挰晥㐷㥦㙦㈹扥㠳㐸〳㉣㡡愴㈵㑣晣〳ㅤ㝥㠴㔰愷㐱㌵〱晢〹慡㈷㘰㍦挳㤸扥㌷摡㜷〴㥢㤱㈲㘵攳晡ㄵ捥㝥㠳㈱㙥慣挴愶㘲〸搱㘱昵挳捦ㅥ〳晡敦㉤㠳敢㔶㈳㉦攲〵昰㌱ち㜲㈱㌸㐱挹昰㔳戴愳㈸㠴㔰㕦㈱㔴㝦㘶摤㠱㍥㐵ㄴ㥣换㤴㠶㔵ㄳ㤲㤶㌰昱敥㜴攸〸愱收㐱㌵戱敡〴搵ㄳ慢㍤㘰㑣挷捡扥搵搹㡣ㄴ㈹㔸敤〵㘷扦挱㄰㌷㔶㘲㔳昳ㄱ愲挳敡㍤㉦慣摥戵っ慥㝢愸ぢ㤱㈹㠰㡦ㄱ㘰㜳㈵ㄴ〷㔲㜴愵㈸㠵㔰㙦㜸㘲㜵㄰㝤扡㔳ㅣっ㤱㠶搵㈲㈴ㄵ慣づ愵㐳て〸㜵〶慡㑣慣㝡㐲昵挴敡㌰ㄸ搳戱戲敦攱㌶㈳㐵ち㔶㠷挳搹㙦㌰挴㡤㤵搸搴㤹〸搱㘱昵戴ㄷ㔶㝦戳っ慥㥢挳㡢㤱㈹㠰㡦㌱㠰捤ㅤ㐹㜱ㄴ挵搱ㄴ〳㈱搴㔶㑦慣㡥愱捦㘰㡡㘳㈱搲戰㍡ㅢ㐹〵慢愱㜴愸㠰㔰攷愲捡挴慡ㄲ慡㈷㔶挳㘰㑣挷捡扥㌹摤㡣ㄴ㈹㔸㡤㠰戳摦㘰㠸ㅢ㉢戱愹昳㄰愲挳敡㍥㉦慣敥戵っ慥扢摥扣搹ㅤ挰挷㤸挰收㈶㔲㑣愲愸愲㤸っ愱搶㝢㘲㌵㤵㍥搳㈸㡥㠷㐸挳敡〲㈴ㄵ慣㑥愴挳㐹㄰㡡户捣㑤慣㑥㠶敡㠹搵㜴ㄸ搳戱㌲㡦敤㥡㙢㥡搵㜰昶ㅢっ㜱㘳㈵㌶㜵㌱㕡搵㘱戵摣ぢ慢敢㉤㠳敢㜶晥ㄲ㘴ち攰㘳搴戳戹㌰挵㉣㡡搹ㄴㄱ〸戵搴ㄳ慢㐶晡㐴㈹收㐰愴㘱㜵㈹㤲ち㔶㌱㍡挴㈱搴攵愸㌲戱㑡㐰昵挴慡〹㐶敤㤷愱㍤㥤愰ㄹ㜹㔲㌶慥㜹㠸昰ㅢ㡣㜳〳㈶㌶㜵〵㐲㜴㠰㥤攳〵搸搹㤶挱㌵㑦攱㉡㘴ち攰㘳㉣㘶㜳㘷㔳㥣㐳㜱㉥挵㜹㄰㙡㤱㈷㘰㝦愲捦〵ㄴㄷ㐲愴〱戶ㄴ㐹〵戰㡢改㜰〹㠴扡〶㔵㈶㘰㑢愰㝡〲㜶㈹㡣ㄹ〰搳㡣ㅥ㉥㐷㠴摦㘰㥣ㅢ㌰戱愹㙢搱戴づ戰㔹㕥㠰㠵㉤㠳㙢〲挶㌲㘴ち攰㘳㉣㘳㜳搷㔳㉣愷㔸㐱戱ㄲ㐲搵㜸〲㜶㈳㝤㔶㔱摣〴㤱〶搸昵㐸㉡㠰慤愶挳㉤㄰㙡〵慡㑣挰㙥㠵敡〹搸ㅡㄸ搳昷㐶㝢〲㐸㌳㔲愴㙣㕣㙢攱散㌷ㄸ攲挶㑡㙣㡡搳㐵㜴㔸㑤昲挲㙡愲㘵㜰捤㉣戹ㄱ㤹〲昸ㄸ昷戰戹㝢㈹敥愳搸㐸戱〹㐲㡤昶挴敡㝥晡㙣愶㜸〰㈲つ慢㔵㐸㉡㔸㍤㐴㠷㠷㈱搴捤愸㌲戱晡ぢ㔴㑦慣ㅥ㠱㔱扢㜱㤹㠷㉦捤〵㠸㐷ㄱ攱㌷ㄸ攷〶㑣㙣㙡㌵㥡搶〱㜶㤴ㄷ㘰㐷㕡〶搷㤴㤹㕢㤱㈹㠰㡦昱ㄴ㥢晢ㅢ挵搳ㄴ捦㔰㙣㠷㔰㝤㍣〱晢㍢㝤㥥愳㜸ㅥ㈲つ戰㌵㐸㉡㠰扤㐸㠷㤷㈰搴㕡㔴㤹㠰扤っ搵ㄳ戰㝦挰㤸扥㜱搹㔳㜶㥡㤱㈲㘵攳㝡〵捥㝥㠳㈱㙥慣挴愶㌸挱㐷㠷搵㠱㕥㔸㤵㔸〶搷㕣愰㜵挸ㄴ挰挷㜸㠷捤扤㑢昱ㅥ挵晢ㄴㅦ㐰愸㝤㍣戱晡て㝤㍥愴昸〸㈲つ慢昵㐸㉡㔸㝤㐲㠷㑦㈱搴㥤愸㌲戱晡っ慡㈷㔶㥦挳愸摤戸散戹㐸捤挸㤳〲搸㤷㠸昰ㅢ㡣㜳〳㈶㌶挵㤹㑢㍡挰晣㕥㠰ㄹ㤶挱㌵挹改ㅥ㘴ち攰㘳㝣挷收扥愷昸㠱攲㐷㡡㥦㈰㔴ㅢ㑦挰㝥愱捦慦ㄴ㥣㈷㤵〶ㄸ攷㑢〹㘰戹戰ㄹ㙤㈰搴㐶㔴㤹㠰攵㐱昵〴㡣㜳攱戵㠰搹㤳慣㥡㤱㈷〵戰戶㠸昰ㅢ㡣㜳〳㈶㌶戵〹㈱㍡挰㜶晥攴㜱昲昳㕦换㤰㍥㝢㉢㝦㌳㌲愵摦愶㤶㐹改挹㜹㉤㡥ㄹ㌳ㅤ攰散慢㥢搲ㄸ㑥挴摢搵つ㘹㑡㐴㠷㠷ㄳ㤵昱㐴㘱ㅤ〴㡡ㄲ搲㐵愶㠰㌸㠲㝡搴㑤つ㠷收㑤挶捤搸〳摣㈶捣搷慦㘸㡡㈷愲㜲〷㝥㝦户扤㌲㍡㉥㥡愸っ挷攷㐴㠲ぢ㑡㌵㘶搳㌲慤㍥搴㠸㌹㐹㌱㑣㑤㙡挹㈹㍡㘷㑥愸㔶戳㡥㔵搱愶㔸㑤㘸㔴攵ㅦ㘱㔶㤳㌲愷ㄲ㘰㕢攵㝣㈶搵捤㝢ㄶ㡦〳昷晤挰㑤㉥敥㘲慢摦㌶㈹挶㔷㡣捤㑤㤵攲ㄹㅡ晣捤㘱戳㥣愴㠲㔹㉡て戴戸㠱㌸㘶㐹戵㠳戳扦づ愴㥡㜵敤慤㘹㜸愳ㅡ攳攱摡㤰摦搲挶㠶ㅢ㍢㔸挵昱㑤㠹ㄴ㑢㜰㝥㐷换㠲ㅢ敤攳ㅢ㐱㝣㑤㌰㔶晢㐷攰〴ㅤ挳㘲ㄲ愲㝣昸昷摢㘰㌶搳攴攴散攰㐵っ㉥㍢捥挲㤱㠶㌸㜳㉡㤲㜶捥㐳㜲㐷㐴挱㌱挱慣〸晥敤〹㜵戲扡㠰摡搸㔰戰㔱ㄸ愸㑡搴㔶㠶收㜶㄰㡦㄰㌶㙤㍣㈰ㄳ〹㜵㑣㔵㘵㕡㡣㔱㌷㘴㐶㍣ㅡ㘹㑡㠴㍡㈴㑢戲㡢ㅢ㜵㤳㐲ㄱ捣㔹㤸ㅢ㉡㑣㤶㈶搴㈴㌰㥤㌲㤹㡦ㄳ〱晦㌸散〰㤱㍣㡢㈱㈵ㅣ昹㌲ㅣ搹㔲㍢挱扤攷㌷㌲ち㈲敢㘴昹㘲戰㕡㝥㍤㤷㍢〶攷搸〵㜲ぢ㜲㌹挵㉣晢搹㠰摣㡢㍡摡㤳㔴捤㘳㥢ㅣ戶ち敤㍡㑥挴㙢㕦㈷㐷㍣捣戶攵戳㔱㐵摣㙤㈲㜸㘸㉤ㄱ慥〹㐶㈲ぢ㍡搴㡤㙡慣㠹㌴搵㠶挶〴㘷㠴㈲昶搱㍡ㅡ㙢昸㠳昰㤵挷捤摦攴㉡〳㉥搶ㄴ挹㔱㜸㤸搰㥥㝢昸㥢て㜰戸ち㘷㝦愱㈲㠷㐹换挳㔸㠹晦昳戴㑢㍦㠲㜶摦㌵㘹㔸ㅥ㌷挳㈱捤㔵挵㘳ㄹ攷愶㈵㘷㙥捡摥收㜰ㅢㄳㅤㄳ挵慣摡㕡㐷搵挸戰㔹昵㠷搹愷㠴㈲㥦捦昷㕢扦㔶㠰ㄵ㤶ㅤ搶慣ㄶㅣ散㑣㝤㌰挷㔷摣㌱ㅥ㠱㥥㍥慢捤㌱晣㤰㙦㝣㌹〰ㄶ挳戱㠸㐷㉦㜳戸㌰㌹㥣㠸㠴摡搵㠹㕤捡〵摣ㅤ㠸㘶摢扡挹昵㤸〵㔶搹扥㙥㐴㉣㕣ㅢ〹㌷㠶㌸昴挰㉣㙦㍥攲㌷㈶㌴ㄳ昳㤱㈷㐴攳㘱㑥挵㙡㕦㌷㌹ㄶ㙣㡣捦攱㐴挰㥡〵扢愷㘸㐲㔶㝥摤搰㜰㈳㜶ㅥ戳㑤㤶㡢敡慡敡愳昳昰攰㙢㔳㐳攳㠸攰㥣昸ㅦ㠲㈸敢慢〴〸㤹㝢㔴慥捡捤㔵〵戹〵扦昵㍢ち㕢㌸㔲㜲㑥㔰㉥㠵㐵搵㕦㔱捡戰慦㤲㈵㙢㌶㌸昷㔵慥㔳捡㠳㥣摡㈹慡挹愷㠶㜹晣㌵㍡㘱〷㉤摣〳㘲搴㠸㈹愳㜶㍤㐳昰晦昳〸㙥晥愳㐸㥣攱㕢㐰戶㡡攴㝣攵㍤攰摣挱摣㔲㔸挷つ挷㄰挲愹愵㙦㝤晥㍡昱攱㠶㠸㉦㑥扡戳㌸ㅣ㔳㑣ぢ戱摦攳愸㡢㤹戹㌸摣㜶㌰ㄵ㡥攱ㅡ㠲㤱戸㘵慢㠸㌶㌴〴戹㘵㜱慢慣挲㈱㍢㔴㈰〳㙡ㅣ㐸㡣㍡〸搹晣慣慡攰㝣㔴〵攷㑢ㄵ扥㠹昹っ㠲㤴㤹㉢㍡㌳ㄸぢ㈷敡ㅢ挲㌵〵㔴昸㥣挰ㅦ㘲㤳挴ㄶ㤴〷㌰敤㐵戶㑢㡣㑥搳愷〱㥢㌳㔷挱㜶ㄹ㑥ㄸ〸ㅤ搹挷㠶㥢㉢㕦摦敡㌷㑥昰挶昰搵攰㜰搶搸ぢ㈲ㅦ㈷㜴愸戰昶ㄱ挷戸ぢ㌵㜲っ捡摢〲㠷㡣搳㙥摢挲挱㍦㈶ㅡ慣ㅤ㡥㠷㐶愲戱戶搶戳攱〵㈰㤱挷㡥㔸㌱㘷㕡㔷攰㜱〴㍣收㌰ㄷ〳摤㔸〱㉢慡㌰㠹㌹㡦㜳戴㝤㈶㕢摣㍢㜳昲昳摢ㄵ攸摡ㅡ㘵攷㉡戵愶㥤㍡㥦慤ㅦ攵捡晦搹挴〱㌸㠴戲〳ㅣ㉢ㄸ㥤搹搹扤㈱搴㘳㔰搹㥦㌴㠷㉥㜴搸㠷㘸㙣㠳㌱㝤㝦昰㥣㤶㡣㠰㥣晣〶㑥㤷㉥㘸㘰㜷㌰愶昰㘱ㄲ㌵愶㕤〳ㄲ㕦扢㠲慤戰ㅢ晢挲敢搹敤摢〷愱㥣愳㥥㠴戰摢攷〶㘰慤攰㝥昰㌱昶㠷㔰捦愳㤲攷㥣扥〳愸攱㝣㈳㠰扦㡥昳つ挵㤹慤㍣攷戰ㄷ〷㘳㈶㕦敡㐵㤸㌸㕡收㐱慡愵㤱㤷㝡〹㝥ㅣ㝤攱㘶ㄵ搷愱ㄹ㈵晢敢㕦扤っ㠵㐳〰㜳昱晣㤲㔲㥣㍥换㉦慡ㅣ敤㠱㔱扤〲ぢて㡥㐶㔷㜶改㔵㤴㜸搰攱㐶挸㍥ㅡ摤㈰㕡摣〸搵敢㠸戰㠱㘳戴〵摣㐱捣搰㥤㜹摦搰㍢ㅣ㑣㠷㐳攸挰愹扡㘴搷㌸ㄴ㕡㤲㤰户ㅤ㘱づ㐲㝡㌰慣㈷挳㌸㍢㔶〸㌹㡣ㅡ〸㈹挳㕦㈷㈱㥣㌹㥢㤹㤰㑦攰㤱㌵㈱㥦挲搹㈴攴㜰慥㐳㌳搴㈴㈱㥣㤵㥢つ㈱㕦挰㉦〳㈱㕦挲㉣㠴昴㘲㤷㜶㐰戳〹㘱ㅦ㡤㍥㄰㉤ㄳ戲ㄳ㘱ㅡ㐲晡㌲㐳㍦收晤㑡敦㜰〴ㅤ晡搳攱㙢㌸〸㈱〳愰㈵〹昹搶ㄱ收㈰攴㐸㠶ㅤ挵㌰㙥搶㐲挸搱搴㐰挸㐰晣㜵ㄲ挲㘳㔹㘶㐲㜲攱㤱㌵㈱㙤攰㙣ㄲ㌲㠸敢搰㉣㡤㤹〳㘴挵㘱㝡㌶㠴昸攰㤷㠱㤰戶㌰ぢ㈱㠳搹愵〲㘸㌶㈱散愳㌱〴愲㘵㐲晣〸摢㠲㤵㑢㍢戴つ㘵㠶ち收㙤愷㜷愸愴挳㌰㍡ㄴ挲㐱〸ㄹづ㉤㐹㐸㤱㈳捣㐱挸〸㠶㡤㘴㔸㘷㌸〸㈱愳愸㠱㤰攳昰搷㐹〸攷〰㘷㈶愴ぢ㍣戲㈶㘴ㅦ㌸㥢㠴㡣收㍡愴㄰戲㉦㙣搹㄰挲㠹挶ㄹ〸㌹〰㘶㈱㘴㉣扢ㄴ㠰㘶ㄳ挲㍥ㅡ攳㈱㕡㈶攴㐰㠴㙤㜱ㄳ㌲㠱ㄹ㈶㌲㙦㔷扤挳㈴㍡㔴搱愱ㄴづ㐲挸㘴㘸㐹㐲扡㍢挲ㅣ㠴㑣㘱搸㔴㠶㤵挳㐱〸㤹㈶㐹㜰摦ㄷ㝦㥤㠴㜰㡥㜱㘶㐲㝡挳㈳㙢㐲晡挰搹㈴攴〴慥㐳ち㈱㝤㘱换㠶㄰㑥㘴捥㐰㐸㝦㤸㠵㤰㤳搸愵〱搰㙣㐲搸㐷㘳㍡㐴换㠴ㅣ㠵戰㉤㙥㐲㑥㘱㠶㙡收㍤㕡敦㜰㉡ㅤ㠲㜴ㄸ〸〷㈱㘴〶戴㈴㈱㠳ㅤ㘱づ㐲㙡ㄸ㔶换戰㤱㜰㄰㐲㐲搴戰㠷搴攱慦㤳㄰捥㘱捥㑣挸㜱昰挸㥡㤰搱㜰㌶〹㤹挹㜵㐸㈱㘴っ㙣搹㄰挲㠹搲ㄹ〸ㄹて戳㄰ㄲ㘶㤷㈶㐰戳〹㘱ㅦ㡤搹㄰㉤ㄳ㌲〹㘱㕢摣㠴㐴㤸愱㠱㜹慢昴づ㡤㜴㠸搲㘱㌲ㅣ㠴㤰㌹搰㤲㠴㑣㜳㠴㌹〸㌹㡤㘱㌱㠶㥤ち〷㈱㈴㑥つ㠴挸㙢㤹㜶㕤搵㔵㐱㌸㘴㈶㘴〶㍣戲㈶愴〶捥㈶㈱㑤㕣㠷ㄴ㐲㙡㘱换㠶㤰㍡昸㘵㈰㘴㈶捣㐲挸㍣㜶愹ㅥ㥡㑤〸晢㘸㉣㠰㘸㤹㤰㔹〸摢攲㈶㘴㈱㌳㉣㘲摥搹㝡㠷搳改㜰〶ㅤ㈲㜰㄰㐲捥㠴㤶㈴㈴敡〸㜳㄰㜲ㄶ挳ㄶ㌳㙣㍥ㅣ㠴㤰戳愹㠱㤰㜳昰搷戹㠷㜰㈲㜶㘶㐲ㄶ挲㈳㙢㐲ㄶ挱搹㈴攴㕣慥㐳ち㈱愷挳㤶つ㈱㥣敤㥤㠱㤰戳㘰ㄶ㐲捥㘷㤷ㄶ㐳戳〹㘱ㅦ㡤ぢ㈰㕡㈶攴ㅣ㠴㙤㜱ㄳ㜲㈱㌳㕣挴扣攷敡ㅤ㉥愶挳㈵㜴㌸てづ㐲挸ㄲ㘸㐹㐲㉥㜰㠴㌹〸戹㤴㘱㤷㌱散ち㌸〸㈱㤷㔳〳㈱㔷攰慦㤳㄰捥昶捥㑣挸㔵昰挸㥡㤰愵㜰㌶〹戹㤲敢㤰㐲挸搵戰㘵㐳〸愷㤴㘷㈰攴㍡㤸㠵㤰愵散搲㌲㘸㌶㈱散愳㜱つ㐴换㠴㉣㐷搸ㄶ㌷㈱搷㌲挳㜵捣扢㐲敦戰㡣づ搷搳㘱㈵ㅣ㠴㤰攵搰㤲㠴慣㜲㠴㌹〸㔹挱戰㤵っ扢ㅤづ㐲挸つ搴㐰挸㡤昸敢㈴㠴㔳捡㌳ㄳ戲づㅥ㔹ㄳ戲ㅥ捥㈶㈱慢戸づ㈹㠴㙣㠰㉤ㅢ㐲㌸㙦㍤〳㈱㜷挳㉣㠴摣捣㉥摤〳捤㈶㠴㝤㌴㙥㠱㘸㤹㤰晢㄰戶挵㑤挸慤捣戰㠶㜹㌷敡ㅤ㙥愳挳㕡㍡㙣㠲㠳㄰㜲㍢戴㈴㈱㥢ㅤ㘱づ㐲敥㘰搸㍡㠶㌵挳㐱〸㔹㑦つ㠴㙣挰㕦㈷㈱㕢攰㤰㤹㤰挷攰㤱㌵㈱㕢攱㙣ㄲ㜲㈷搷㈱㠵㤰㙤戰㘵㐳挸ㄳ昰换㐰挸㤳㌰ぢ㈱㜷戳㑢㑦㐱戳〹㘱ㅦ㡤㝢㈱㕡㈶攴㘹㠴㙤㜱ㄳ㜲ㅦ㌳㙣㘴摥㘷昴づ㥢攸昰㘷㍡㙣㠷㠳㄰㜲㍦戴㈴㈱捦㌹挲ㅣ㠴㙣㘶搸〳っ㝢ㄵづ㐲挸㠳搴㐰挸㐳昸敢㈴㠴昳攲㌳ㄳ昲㍡㍣戲㈶攴つ㌸㥢㠴㍣捣㜵㐸㈱攴㑤搸戲㈱㠴㤳敦㌳㄰昲㌶捣㐲挸㈳散搲㍢搰㙣㐲搸㐷攳㔱㠸㤶〹㜹て㘱㕢摣㠴㌴㌳挳ㄶ收㝤㕦敦昰ㄸㅤ戶搲攱〳㌸〸㈱摢愰㈵〹昹搰ㄱ收㈰攴㜱㠶㍤挱戰ㅤ㜰㄰㐲㥥愴〶㐲㥥挲㕦㈷㈱㥣㜷㥦㤹㤰㥤昰挸㥡㤰慦攰㙣ㄲ昲㌷慥㐳ち㈱㕦挳㤶つ㈱㥣摣㥦㠱㤰㙦㘱ㄶ㐲㥥㘱㤷扥㠳㘶ㄳ挲㍥ㅡ捦㐲戴㑣挸て〸摢攲㈶攴敦捣昰ㅣ昳晥愸㜷㜸㥥づ㉦搰攱㈷㌸〸㈱㉦㐲㑢ㄲ昲慢㈳捣㐱挸㑢っ㝢㤹㘱〵戸搶㉢㠴晣㠳ㅡ〸昹㈷晥㍡〹攱攴晥捣㠴昸攱㤱㌵㈱敤攰㙣ㄲ昲ち搷㈱㠵㤰㐲搸戲㈱㠴㑦㄰㘴㈰愴〸㘶㈱攴㌵㜶愹ㄸ㥡㑤〸晢㘸扣〱搱㌲㈱扢㈳㑣㐳挸㥢捣昰ㄶ昳㜶搴㍢晣㡢づ㙦搳愱ㄳㅣ㠴㤰㜷愰㈵〹搹换ㄱ收㈰攴㕤㠶扤挷戰〰ㅣ㠴㤰昷愹㠱㤰て昰搷㐹〸㥦㈰挸㑣挸㠱昰挸㥡㤰慥㜰㌶〹昹㌷搷㈱㠵㤰㔲搸戲㈱㠴㡦㈹㘴㈰愴㍢捣㐲挸㠷散搲挱搰㙣㐲搸㐷攳㘳㠸㤶〹㌹ㄴ㘱ㅡ㐲㍥㘱㠶㑦㤹户㠷摥攱㌳㍡㝣㑥㠷㥥㜰㄰㐲扥㠰㤶㈴攴㜰㐷㤸㠳㤰㉦ㄹ戶㠳㘱〳攰㈰㠴晣㤷ㅡ〸搹㠹扦㑥㐲昸㤸㐲㘶㐲㡥㠲㐷搶㠴ㅣつ㘷㤳㤰慦戸づ㈹㠴っ㠴㉤ㅢ㐲昸㉣㐴〶㐲〶挳㉣㠴㝣挳㉥ㅤぢ捤㈶㠴㝤㌴扥㠵㘸㤹㤰愱〸搳㄰昲ㅤ㌳㝣捦扣ㄵ㝡㠷ㅦ攸昰㈳ㅤ㉡攱㈰㠴晣〴㉤㐹挸〸㐷㤸㠳㤰㥦ㄹ昶ぢ挳㈶挰㐱〸昹㤵ㅡ〸挹愱㥢攳㑣㥤捦㐲㘴㈶㘴ㄲ㍣戲㈶愴ち捥㈶㈱扣㐱㤷㑡挸㘴搸戲㈱㠴て㕣㘴㈰㘴ㅡ捣㐲㐸ㅢ戴愰㡥㠷㘶ㄳ挲㍥ㅡ昹愸㙤㤹㤰ㄳㄱ愶㈱挴挷㤵㙥换扣㈷改ㅤち攸挰㌷㐹慢㤳攱戰つ㔸ㅡ㝥㘸㐹㐲慡ㅤ㘱愸户敦戳戴㐳搹㈸㠴㔰昵㜰㄰㐲摡㔳〳㈱ㅤ攸收㈰㠴て㕣㘴㈶㘴ㄶ㍣戲㈶㘴㌶㥣㑤㐲㡡戸づ捤搲㤸㜵昹㍤〲㕢㌶㠴昰愹㡥っ㠴㐴㘱ㄶ㐲㜶㘳㤷收㐰戳〹㘱ㅦ㡤㡥㄰㉤ㄳㄲ㐳㤸㠶㤰㑥捣戰〷昳挶昵づ㝢搲㘱㉦㍡㈴攰戰つ摤㌳㍡㐳㑢ㄲ㌲捦ㄱ㠶㝡㥢㤰扤㔱㌶扡㐰愸挵㜰㄰㐲昶愱〶㐲昶愵㥢㠳㄰㍥搰㤱㤹㤰㜳攰㤱㌵㈱攷挲搹㈴㘴㍦慥㐳戳㌴㘶ㄱ㜲ㅥ㙣搹㄰挲愷㐶㌲㄰㜲〱捣㐲挸〱散搲㠵搰㙣㐲搸㐷愳〴愲㘵㐲㉥㐶㤸㠶㤰〳㤹愱㉢昳㕥愲㜷㈸愵㐳㌷㍡㉣㠱挳㌶㜴捦㌸〸㕡㤲㤰换ㅤ㘱愸户〹改㡥戲㜱㌰㠴㕡〶〷㈱攴㄰㙡㈰攴㔰扡㌹〸攱〳㈳㤹〹㔹づ㡦慣〹㔹〱㘷㤳㤰ㅥ㕣㠷㘶㘹捣㈲㘴㈵㙣搹㄰挲愷㔲㌲㄰戲ち㘶㈱攴㌰㜶改㈶㘸㌶㈱散愳㜱㌸㐴换㠴慣㐶㤸㠶㤰㜲㘶攸挵扣户攸ㅤ㝡搳愱てㅤ㙥㠵挳㌶㜴捦攸ぢ㉤㐹挸㕡㐷ㄸ敡㙤㐲晡愱㙣ㅣ〱愱敥㠱㠳㄰搲㥦ㅡ〸ㄹ㐰㌷〷㈱㝣㉡㈵㌳㈱昷挱㈳㙢㐲㌶挲搹㈴攴㐸慥㐳戳㌴㘶ㄱ戲〹戶㙣〸攱愳㉦ㄹ〸搹っ戳㄰㜲㌴扢昴〰㌴㥢㄰昶搱ㄸ〴搱㌲㈱て㈱㑣㐳挸㌱捣㌰㤸㜹ㅦ搶㍢ㅣ㑢㠷㈱㜴昸ぢㅣ戶愱㝢挶㔰㘸㐹㐲ㅥ㜵㠴愱摥㈶愴〲㘵愳ㄲ㐲㍤〵〷㈱㘴ㄸ㌵㄰㌲㥣㙥づ㐲昸搴㑢㘶㐲㥥㠶㐷搶㠴㍣〳㘷㤳㤰ㄱ㕣㠷㘶㘹捣㈲㘴㍢㙣搹㄰挲㐷㙢㌲㄰昲ㅣ捣㐲挸㈸㜶改㜹㘸㌶㈱散愳㌱ㅡ愲㘵㐲㕥㐴㤸㠶㤰㌱捣㌰㤶㜹㕦搲㍢㡣愳挳㜸㍡扣っ㠷㙤攸㥥㌱〱㕡㤲㤰㔷ㅣ㘱愸户〹㤹㠸戲㌱〹㐲扤〳〷㈱愴㡡ㅡ〸㤹㑣㌷〷㈱㝣戴㈶㌳㈱敦挱㈳㙢㐲摥㠷戳㐹挸ㄴ慥㐳戳㌴㘶ㄱ昲〱㙣搹㄰挲攷㜷㌲㄰昲㈱捣㐲挸㌴㜶改㈳㘸㌶㈱散愳㜱〲㐴换㠴㝣㠲㌰つ㈱㈷㌲挳㐹捣晢愹摥攱㘴㍡㑣愷挳㘷㜰搸㠶敥ㄹ愷㐰㑢ㄲ昲愵㈳っ昵㌶㈱搵㈸ㅢ愷㐲愸敦攰㈰㠴〴愹㠱㤰ㄹ㜴㜳㄰挲㐷㜷㌲ㄳ昲〳㍣戲㈶攴㐷㌸㥢㠴搴㜰ㅤ㥡愵㌱㡢㤰㥦㘰换㠶㄰㍥ㅦ㤴㠱㤰㕦㘱ㄶ㐲㐲散㔲づ㠶扡㌶㈱散愳㌱ㄳ愲㘵㐲㜲ㄱ愶㈱愴㥥ㄹ挲捣摢㐶敦㌰㡢づ戳改㤰〷㠷㙤攸㥥ㄱ㠱㤶㈴愴慤㈳っ昵㌶㈱つ㈸ㅢ㡤㄰昹扢挱㈱扢〷㑤㌸ㅢ慥搸昱昴て㘷㐹挶㜷慢㥢搸ㄴ㡣攰㈷㌸挶㘳㈲㝡㠲㔵㝦㠴㘹㠸㜹收攳〰改慦㤱㑥晤㘵づ㍣㐳㈳㕤㌸㘹晡晥攸㔹㍡〶愹扥㔶摦攲昴晣㙤㡦ぢ昸昳慦晣昱搷㕦戳㙢㐵愱㤵戶㜳昹敡搲敡敡㥣〲戶〹㤲㐰ㅤ㈷㑥敦㡥㘲㠶搹戸㘹㌳攷㤹愹攳慥㈹㠵㥣㈶摡㈳挲ㅦ敢搱捤㐵㑣㥤㤴㍢〷㕢㠷敡㠴搶㤸挳㌸㡤㥡戵㈲昹㝢愱戶挵ㄹ㥤〸挰㈳㐱㥣摢㔹㤵㔸㄰挱㝣㕡ㄶ昹㌲㑥戳挴㘹㠵愶ㄹ慢ㄷ㡤攵攱搹愷昴㌷昰㈶㘳敦㐷慡㜶㥤搲摥㜸㉣㘱戴散㠱戵挹扦っ攰㝡挶愷攲挹ㄸ㉥扥㌸㔶戱搳搸㜰㑤㉣ㅡ㡦搶㈵〲㔵㤸ㄲㅥ攰㍢戰昱晡㥡昲㈱昹㑢㤰㔱摢㈶㍢㤶搷挸摦㤹ㄱ㡡晣戳ㅢ愳昳ㅡ㘵㙤昲攳㝣ㄵ戸攰搵戶㉤㥢攱㈳〳戲㜴〵㜸挵㥤戱愲㕣㡡昷戶ぢ㕤散挲㍥㔶愱㘸㕦ㄴㄸ攵ㄳ捦摦㔱ㄴ敦㠷捣㙣挵搷㠴づ散㔶㌱戴㍡昵㈷㜴㝣㜳㔱㕤㠸㙡㤹戴㍡〹㙦捤昶捤㐳㑤〷搴㌸㘶㜸ㄷ敦㙦㘵㌱收挳㘸㤴㈰㥦ㄱ㠰㔰〱搴昳㔰攲㔷攷〳㌷㙥敡㙣㑢㌶㔹㔵㠲㈲㌷㕢攳㜴挴愸慥㈸〹㐴㘷㔰㠳ㄳㅤ㔵㌷㐸㙥㔶敡ㅣ㠴㤲㑣㔴攲㔵〴㜰㈱ㄹ㙡㌱㙡㐸㐸㉡愰〷㌱ㄴ㑢㜱㜷扢㜰戰㕤㌸挴㉡ㄴㅤ㡡㐲敢〰摡〳㤹搹㡡㐱㐰つ挲㘷㄰戱攲㥥㜶晤㜹慣敡㑥㡦㠳㈰㔴ㄹ敡㑤㠸ㄶ愰㈷愹㄰ㅤづ㥢㐰㜴㈱㘲㔴㉦㘸〲搱㐵搴㄰ぢ㍤㐷昵㠱ㄴ㠸收㈲摣つ㔱㐲ぢ㔱㕦㠶㘲㈹敥㘷ㄷ㡥戰ぢ晤慤㐲搱〰ㄴ㕡〷愲㈳㤱㤹慤愴㐳㜴㤴㕤㝦〵㈱攲㝢㔵㡤㥥㄰㙡㈰敡㑤㠸ㅡ㕣㄰つ㠲㑤㈰扡㥡愰っ㠶㈶㄰㕤攳㠴㘸〸㙡〵愲㔹㕡㠸敡戵㄰つ㐵㄰㤷攲ち扢㔰㘹ㄷ㠶㔹㠵愲攱㈸戴づ㐴㈳㤰㤹慤愴㐳㌴搲慥㕦㐹㠸晡搰㠳捦㘴愸攳㔰㙦㐲ㄴ㜴㐱㌴ㅡ㌶㠱攸㈶㠲㌲ㄶ㥡㐰㜴戳ㄳ愲昱愸ㄵ㠸㑥搱㐲㜴戲ㄶ愲〹〸攲㔲㍣搱㉥㑣戲ぢ㔵㔶愱㘸㌲ち慤〳搱ㄴ㘴㘶㉢改㄰㑤戵敢㙦㈷㐴㐷搲㘳〰㠴㍡ㅥ昵㈶㐴㔳㕣㄰㥤〰㥢㐰戴㠱愰㥣〴㑤㈰扡搳〹搱㜴搴ち㐴㤳戴㄰㑤搰㐲㜴ち㠲戸ㄴ㔷摢㠵㔳敤㐲搰㉡ㄴ捤㐰愱㜵㈰慡㐱㘶戶㤲づ㔱慤㕤扦㠹㄰つ愶挷㌱㄰慡づ昵㈶㐴愳㕣㄰捤㠴㑤㈰㝡㠰愰㠴愱〹㐴て㍡㈱㥡㡤㕡㠱㘸戸ㄶ愲㑡㉤㐴ㄱ〴㜱㈹㙥戰ぢ㡤㜶㈱㙡ㄵ㡡收愰搰㍡㄰㥤㠶捣㙣㈵ㅤ愲㤸㕤摦㑣㠸昸愶㔴愳ㄲ㐲㈵㔰㙦㐲㌴挸〵㔱ㄳ㙣〲搱㌶㠲㌲て㥡㐰昴戸ㄳ愲〵愸ㄵ㠸㡥搲㐲㌴㐰ぢ搱㐲〴㜱㈹㕥㘴ㄷ㑥户ぢ㘷㔸㠵愲㌳㔱㘸ㅤ㠸捥㐲㘶戶㤲づ搱㘲扢㝥㍢㈱ㅡ㑤㡦攳㈰搴㌹愸㌷㈱敡攵㠲攸㕣搸〴愲攷〹捡昹搰〴愲ㄷ㥣㄰㕤㠰㕡㠱愸捣〱㤱敦㈵戸㜸づ换㔴㑦㉤㙥ㄷ㈲ㄳ㤷攲㡢散挲挵㜶攱ㄲ慢㔰戴〴㠵搶挱敤㔲㘴㘶㉢改戸㕤㘶搷扦㑡摣昸㥥㔴㘳〲㠴扡〲昵㈶㙥摤㕣戸㕤〹㥢攰昶㈶㤱㕡ち㑤㜰㝢换㠹摢㌵愸ㄵ摣づ㜴攰戶㙢戰ㄴ搰㐲㜴㉤㠲戸ㄴ㕦㘷ㄷ㤶搹㠵敢慤㐲搱㜲ㄴ㕡〷愲ㄵ挸捣㔶搲㈱㕡㘹搷㝦㐰㠸愶搱㘳㉡㠴扡ㄱ昵㈶㐴㝢扢㈰㕡〵㥢㐰昴ㄱ㐱戹ㄹ㥡㐰昴戱ㄳ愲㕢㔰㉢㄰敤改㠴㠸㥢㤶㡣㈷㍢㘹㈱扡ㄵ㐱㕣㡡搷搸㠵摢散挲㕡慢㔰㜴㍢ち慤〳搱ㅤ挸捣㔶搲㈱㕡㘷搷敦㈰㐴搳改挱㜷慥慡つ愸㌷㈱㙡敦㠲攸㑥搸〴愲慦〹捡摤搰〴愲㙦㥣㄰摤㡢㕡㠱挸敦㠴㈸㌹攴㉥搰㐲㜴ㅦ㠲戸ㄴ㙦戴ぢ㥢散挲㥦慤㐲搱晤㈸戴づ㐴㥢㤱㤹慤愴㐳昴㠰㕤晦ㄳ㈱慡愱挷っ〸昵㄰敡㑤㠸㤴ぢ愲㠷㘱ㄳ㠸㜲昲攱昹〸㌴㠱㠸扦㍥挹〲昴ㅣ昵㈸愴㐰昴换て扡㈱昷㑦愸㜵㥦㤵㌴㌳ㄴ㑢昱ㄶ扢昰㤸㕤搸㙡ㄵ㡡戶愱搰㍡㄰㍤㡥捣㙣㈵ㅤ愲㈷散晡〲㜴㔰㝥〲搰攰换㔵搵㔳愸㌷㈱晡〶扤㐹㍤㉢昹ㅢ㙣〲㔱㈱㐱㜹〶㥡㐰搴摥〹搱戳愸ㄵ㠸㜶㍡㈱㑡敥㘸㍢戴㄰晤ㅤ㐱㕣㡡㥦戳ぢ捦摢㠵ㄷ慣㐲搱㡢㈸戴づ㐴㉦㈱㌳㕢㐹㠷攸㘵扢扥ㄳ㈱㡡搲㠳慦㔳㔵晦㐴扤〹搱挷㉥㠸㕥㠱㑤㈰敡㑣㔰㕥㠳㈶㄰敤敤㠴攸つ搴ち㐴晦搱㐲昴㠱ㄶ愲㌷ㄱ挴愵昸㉤扢昰㉦扢昰戶㔵㈸㝡〷㠵搶㠱攸㕤㘴㘶㉢改㄰扤㘷搷〷〸ㄱ摦㜳㙡昰㉤慡敡〳搴㥢㄰扤攵㠲攸摦戰〹㐴愵〴攵㐳㘸〲㔱㌷㈷㐴ㅦ愳㔶㈰㝡摤〹㔱昲㔸昴慡ㄶ愲㑦㄰挴愵昸㔳扢昰㤹㕤昸摣㉡ㄴ㝤㠱㐲敢㐰昴㈵㌲戳㤵㜴㠸㜶搸昵㍤〹搱㈲㝡㉣㠴㔰㍢㔱㙦㐲昴㠲ぢ愲慦㘰ㄳ㠸捡〹捡㌷搰〴愲㕥㑥㠸扥㐵慤㐰昴㜷㈷㐴挹ㅤ㙤扢ㄶ愲敦㄰挴愵昸㝢扢昰㠳㕤昸搱㉡ㄴ晤㠴㐲敢㐰昴㌳㌲戳㤵㜴㠸㝥戱敢〷㄰愲戳改戱ㄸ㐲㕥㝦㘴㐲昴戸ぢ㈲㠵㈳扢㐰㌴㤰愰挸っㄳ挶つ㜲㐲㤴てㅦ㠱攸㌱㉤㐴捤㕡㠸㝣〸攲㔲捣搹㈵㔲㈸戰ぢ㠶㔵㈸攲㑣㤲搶㠱愸ㅤ㌲敢㈰㉡戴敢㉢〹搱〵㔸㉦㠳慦㑡㔵㥣㤴㘲㐲昴愰ぢ㈲捥㈳ㄱ㠸㐶ㄲ㤴摤愰挹㔶㌴捡〹㔱㐷搴ち㐴昷㍢㈱㑡敥㘸㥢戴㄰㜵㐲㄰㤷攲㍤散〲㈷㜷㐸捤㕥㔶愱愸㌳ち慤〳ㄱ㘷㠴攸㈰攲㈴ㄱ愹㥦㐰㠸昸づ㔳㠳㙦㐸㔵晢愲摥㠴攸㑥ㄷ㐴晢挱㈶㄰㑤㈶㈸㌲ぢ㠳㜱㔳㥣㄰㤵挰㐷㈰㕡愷㠵攸㜶㉤㐴㥣㝤挱愵㤸㌳㌰愴㔰㙡ㄷ扡㔹㠵愲㠳㔰㘸ㅤ㠸㌸㐷㐳〷搱挱㜶晤挹㠴㘸㈹搶换戸ち㐲㜱攲㠶〹搱捤㉥㠸㝡挰㈶㄰㥤㑡㔰㘴㕥〴攳㠲㑥㠸㌸㉦㐲㈰扡搱〹㔱昲㔸戴㔲ぢ㔱㌹㠲戸ㄴ昷戲ぢ㥣〰㈱㌵㝤慣㐲㔱㕦ㄴ㕡〷愲㝥挸慣㠳㠸ㄳ㈹愴扥㥥㄰㕤㡦搵㌱㤶㐱愸〱愸㌷㈱扡挶〵ㄱ㘷㍦〸㐴ㄱ㠲㈲㌳ㄵㄸ搷攰㠴㘸㄰㝣〴愲慢㥣㄰㈵㜷戴㉢戴㄰㜱㠶〲㤷㘲捥㔲㤰挲戱㜶㘱㠸㔵㈸攲㡣㠴搶㠱㠸昳ㄸ㜴㄰㔵摡昵〹㐲戴ち敢㘵摣〸愱㠶愳摥㠴攸㈲ㄷ㐴㥣㡦㈰㄰捤㈷㈸愳愰挹戱㘸㠱ㄳ愲搱愸ㄵ㠸晥攴㠴㈸戹ㄵ㥤愷㠵㘸っ㠲戸ㄴ㜳摥㠰ㄴ㌸㐹㐰ち㥣㈸挰愵㘸〲ち慤〳搱㐴㘴搶㐱挴挹〶㔲扦㤸㄰慤挱㑡ㄸ户㐲愸挹愸㌷㈱㍡挳〵搱ㄴ搸〴愲昳〸㡡摣捤㘷摣昹㑥㠸㜸㌷㕦㈰㕡攸㠴㈸戹ㄵ捤搷㐲挴扢昸㕣㡡㜹㈷㕦ち㈷摢㠵改㔶愱㠸㜷敤㕢〷㈲摥敢搷㐱㜴慡㕤扦㠴㄰慤挷㝡ㄹ敢㈰ㄴ㈷〰㤸㄰㥤收㠲㠸昷散〵愲㉢〸㡡㜹㝦ㅤ㜱㔷㍡㈱攲晤㜵㠱愸㔱ぢ㔱㐴ぢ㔱㍤㠲戸ㄴ㠷敤〲㙦愴㑢捤㙣慢㔰ㄴ㐱愱㜵㈰攲摤㜷ㅤ㐴扣㈱㉦昵换〸ㄱ摦㍣㙡摣〳愱收愰㕥㜶㥦ㄵ愸户㤷攲搳㔰㡢晦㜸㡣づ戵敤摢愸昹㔰㑡愹㍦㐳戱㥤攲㔹〸㜵㉡㄰㜸〳敦ㄹ㜵晤㉡㕣戵㘵㜰晤攴攰改挸攴㙥敦っ搴攲㍦㥥㕦㌳摢㍢て㑡㈹昵戴昶㑥昰㙡敦㜸换攰晡挵扥ぢ㤱挹摤摥㐵愸挵㝦㙣㈶㘶㝢㔷㐰㈹搵戴㌷挹慢扤㠹㤶挱昵慢㜷㔷㈳㤳扢扤㙢㔰㡢晦〰摥㙣㙦㈵㤴㔲㑤㝢愳扤摡㍢捥㌲戸㝥㌹敥㈶㘴㜲户㜷㌳㙡昱ㅦて㜹㤹敤摤づ愵㔴搳㕥愵㔷㝢ㄵ㤶挱昵挳㙢ㅢ㤰挹摤ㅥ敦㜱攰㍦㥥慥㌲摢摢〴愵㔴搳摥㈰慦昶〶摡晤㑢晦摤戲〷㤰挹摤ㅥ㙦ㄸ攰㍦㥥㤹㌲摢㙢㠶㔲慡㘹敦〸慦昶晡㔹〶搷捦㝥㙤㐳㈶㜷㝢扣晡㡥晦搸敡捤昶戶㐳㈹搵戴㜷戸㔷㝢㘵㤶挱昵搳㔹捦㈳㤳戴昷ㄲ㌲摢㑢昱ぢ愸挵㝦㍣㠲㘴戶昷㉡㤴㔲敡㘹晢挳挱㕥敤㜵户っ慥㥦㥦㝡ㄳ㤹摣晤㝢ぢ戵昸㡦㘷㝦捣昶㍥㠰㔲慡㘹慦挴慢扤㠰㘵㜰晤㠴搳㐷挸攴敥摦挷愸挵㝦㍣搱㘳戶户〳㑡愹愶扤㉥㕥敤敤㙤ㄹ㕣㍦㠳昴㌵㌲戹晢昷つ㙡昱ㅦ㡦搲㤸敤晤〴愵㔴搳㕥㐷慦昶㜶户っ慥㕦ㄱ㤲㉢㝣捣㤴㜲晣攴㤵㍥㘹㙦㠷搹ㅥ㉦㡣改摡㉢昴㙡慦㥤㘵㜰晤〸㑦㈱㌲戹昱攴㘵㌳㘹敦㕢戳㍤㕥㘵搲戵㤷敦搵㕥㥥㘵㜰晤㤰㑤㘷㙤㝢扣〶㈵敤晤㘲戶挷㑢㌶扡昶㝥昹摥攳晢攱㘷换攰晡㌱ㄸ戹㤰攳挲㤳ㄷ㜴愴扤㝣㑣㕥挱昷㔱㑦㡦昶扥昵㙡敦㝦㤶挱昵㠳㉡㜲㔵㠴敤愵散㝦扣㍡㈲敤ㄵ㥡敤つ昰㘸㙦㠷㔷㝢㕦㕡〶搷㡦㤲挸㈵〶㔷㝢扣搴㈰敤㜵㌴摢攳㤹戹づ捦㡦扤摡晢挸㌲戸㝥搸㐳捥搷㕤㜸昲扣㕤摡敢㘲戶挷搳㕣㕤㝢敦㜹戵昷慥㘵㜰晤㉥㠶㥣晣扡摡攳㐹戰戴㔷㘲戶挷㜳㐶㕤㝢㙦㜸戵昷扡㘵㜰晤慣㠴㥣㐹扡昰攴ㄹ愵戴㜷戰搹ㅥ㑦挰㜴敤扤散搵摥㑢㤶挱昵搳っㄱ㘴㜲ㅦ㕦㜸㝡㈶敤ㅤ㙥戶挷戳ㄹ㕤㝢捦㝡戵户摤㌲戸㝥搹㘰扥摤㕥捡昶挹㜳ㅤ㘹敦〸戳㍤㥥ㅡ攸摡㝢挲慢扤挷㉤㠳敢搷〱攴㠴挱挵ㅦ㑦ㅣ愴扤㐱㘶㝢ㅣ㘷敢摡㝢搴慢扤扦㕡〶搷换昵㘵昴敤㙡㡦愳㜰㘹慦搲㙣㙦㤹㐷㝢て㜸戵户搹㌲愴扦㥢扥搸㍥㑣攷㜳㘴㝢愸昷㕢搰捤㤷㘸㘲挶㕥㈸㉥敦㡡㉤挲㍡收搷㜱㡥㘱扢㍡㑥攴ぢ挹㥢㍣攵昵攳ㄱ㤹愰㔷㠸昷㘹挶㘶㠷㘲㘳昰㜶㔸扣㐵戳㉡㙣晤㄰昸㈸扣㌵㤶㙦㍢戴摦攳㘸㠸挶搹愱扥扡昱㌱扣搸戱㙤摤愸㌸摥㐱㕢㕢㠰㕦㡦㑦㈴㐲戱挶㍦挲㉣㔷㕣㉦捤挳摣㘳㉣收㙢㌶戵戳ㄵ㌹つ㌱晤扤㡦㡥ㄷ敤敥挲挳㝥搱㜲㉥㕦挳昹摢收戸捡昴敡㕣昵㘷昰㉡户挵㍥敤扤户捣攳挳慢㍤昱晢戵搸㑡晣㑡搶㔷㘱㘲愰昸㡡挰昳㌱愰㤹㔴㕢昱昷㘹攳挷㝢挷昳〴挱ㄱ㝦户㌶㝥㤲㜷㍣〷晣㡥昸つ摡昸㈹摥昱て愴挶摦愱㡤㍦摥㍢㥥〳㜲㐷晢户㘹攳㑦昲㡥攷〰摢ㄱ㝦㡢㌶晥ㄴ敦㜸づ㤸ㅤ昱㌷㘹攳㠳㥥昱挵昶㘱㑦㜱㈴散㐸㜴㠳㌶㔱慤㘷㈲挵㤱慤㈳㝥戹㌶㝥愶㜷㍣㐷慡㡥昸敢戴昱戳扣攳㌹昲㜴挴㕦慤㡤㙦昰㡥攷㐸搲ㄱ㝦愵㌶㝥㡥㜷㍣㐷㠶㡥昸换戴昱㜱敦㜸㡥昴ㅣ昱㤷㘸攳攷㝡挷㜳攴收㠸扦㔰ㅢ扦挰㍢㥥㈳㌱㐷晣昹摡昸搳扤攳㌹戲㜲挴㥦愳㡤㍦换㍢㥥㈳㈵㐷晣㔹摡昸㜳扣攳㌹昲㜱挴㥦慥㡤㍦摦㍢㥥㈳ㄹ㐷晣〲㙤晣㠵摥昱ㅣ㤹㌸攲攷㙡攳㉦昱㡥攷㐸挳ㄱㅦ搷挶㕦收ㅤ捦㤱㠳㈳㝥㡥㌶晥㑡敦㜸㡥〴ㅣ昱つ摡昸慢㍤攳昳昹ㅤ㤱昵㤷ㄵ㐷㜸扦昱搹㠶㙢搱㡥攲ㄷちㅢ㌴慥愳挶慦〷搱㤶㔱攳挱㕥戴敢愹昱搰㉤摡㜲㙡㍣㄰㡢戶㠲ㅡて慢愲慤愴挶㠳愴㘸㌷㔰攳㤱㑥戴ㅢ愹昱戸㈵摡㉡㙡㍣ち㠹㜶ㄳ㌵ㅥ㔳㐴扢㤹ㅡ㡦㄰愲慤愶挶晤㕤戴㕢愸㜱敦ㄵ敤㔶㙡摣ㄷ㐵㕢㐳㡤㝢㤶㘸户㔱攳㝥㈲摡㕡㙡摣敡㐵扢㥤ㅡ户㘱搱敥愰挶㉤㔲戴㜵搴戸㝤㠹戶㥥ㅡ户ㄶ搱㌶㔰㈳昷愲摤㐹㡤㑣㡡㜶ㄷ㌵〱ㄵ㥣愴㥣㘵㉢〱搷㔵㉢㈰扢㙡〵㙣㔷慤㠰敥慡ㄵ昰㕤戵㐲㠲慢㔶挸㜰搵ち㈹慣戵扦扥㔰捥㔱㐲㡥换㔷㐸㜲昹ち㔹㉥㕦㈱捤㔵㉢攴戹㌲〸㠹慥㕡㈱搳㤵㐱㐸㜵昹ち戹慥㕡㈱搹㤵㐱挸㜶搵ち改慥っ㐲扥换㔷㌶〲㤷慦㙣っ㉥㕦搹㈸搲㙢摢晤㍦㐹捦敦愲"]
[null,null,null,null,null,"Decisioneering:7.0.0.0"]
[null,null,null,null,null,"CB_Block_7.0.0.0:15"]
[null,null,null,null,null,"㜸〱捤㝤〷㝣ㄴ搵摡㝥㑥㐸㤶捣ㄲ㐸ㄴ㉣㘰摢㐸㄰〵㠴㠴愲㈸㜲ㄱㄲ改㍤㈰昶戰㈴扢㘴㘵㤳挵摤つ挵㜲㐵挴㙢挳㠲㠸㈲㜰㐵散㘲㐷ㄴ搴敢㌵㈸㤶慢搸扤㜶慦㡤㝢慤摦ㄵ摢㘷搷晦昳扣㌳戳捣敥㥣搹散攷摦晣㝥づ散㥢昳㥥户捤㍣捦捣散㤴㌳戳㜹㉡㉦㉦敦㔷㑣晣换愹㠰㡤扤㙢ㄶ㈶㤲愱挶扥㔵戱㘸㌴㔴㤷㡣挴㥡ㄲ㝤㠷挷攳挱㠵攳㈳㠹㘴㍢㌸昸㙡㈳戰㈷ち㙢ㄳ㤱㔳㐳㐵戵昳㐲昱〴㥣ち昳昲㡡㡡㡣㝣搸扢㕡㥦㔲㕢㌱ㄸ㘵ㄴ㔰挰㉢捦昰㔱戴愷㈸愲㌰㈸晣ㄴㅤ㈸㡡㈹㍡㔲㜴愲㈸愱㈸愵搸㠵㘲㔷㡡捥ㄴ㕤㈸㜶愳搸㥤㘲て㡡㍤㈹㔸摦攸㐶戱ㄷ㐴昱摥㄰㌵㔵㈳㈶捤㍡ㄹ㑢㔳㤳㡣挵㐳㝤〲㐷㥢昳㍣昴搰扥〳晡㔶㔶㔴ㅣ搲户愲㑦愰慡㌹㥡㙣㡥㠷㠶㌶㠵㥡㤳昱㘰戴㑦㘰㜲昳慣㘸愴㙥㕣㘸攱戴搸㥣㔰搳搰搰慣㡡〱戳㠲〳〷㔷づㅣ㌴㈸㝣搸㘱㠳㡢昷㐱攲〹㔵㈳㈶挷㐳攱挴敦㤴㜲㕦愶㥣㔴㌵愲敦挴㔰昲㜷㑡戹ㅦ㔲㑥慣ㅡ㔱ㅤ㙢っ㐶㥡㝥㥦㥣㠵攴㜳㐰㜵愸㉥㐲攲㐳愱㜸愴㘹㜶㕦捣㜴ㅡ挸搰づ敤㍢ㄲ㘸搷〵ㄳ挹慡㔰㌴㍡㌵ㄴ㈶攷挵㡤〴㉣ㄴて㌵搵㠵ㄲ㥤ㅡ㡦㕡㔰ㄷ㡡㕡收㐴㔱攳搱挱昸挴㘰㘳愸㠰㡤㤲㐶㤳戳㌱昵愱愶㘴㈴戹戰㘳攳昴㐴㘸㙡戰㘹㜶㠸㉥㠵㡤愳㥡㈳昵〵〵慡愰㈰慦㕤㑦摤捣〸㌱㝤㐷挶敢慡ㅡ㠲昱愴㘸愴慣㔲攷敢㔸㍢㘴挶搳㘶㡢㙢㔰㈰㈳㡡㈴搵㐴ㅡ挷㠵攲㑤愱㈸㡢㤰扡摥ㄹ㑥㠲㠹㠹㝣ちㅣ㝢㘹挸㡢敡㘰㙤㙢㕣ㄴ㔶㌱〲ㄴ㘵㄰扥晤㈱昶ㅡㅦ〹㠷〲㔵ぢ敢愲㤰戱㐴㌲㜰㜰㘰敡昴㐳〲㔵㌵攳〳〳㡣敥㜴㉤㠷㔰〵㙦㘲ㅢ㜶愶攲㜶㤴㕦ㅢ捣慦㥤㤵㕦㕢㤷㕦㕢㥦㕦ㅢ捡慦つ攷搷捥捥慦㙤挸慦㡤攴搷㥥㥣㕦㍢〷㍥昶㔴搴扥㝤扥㌵㑤戸敥戴㥢收扤搱㘳捣㌵换㉢㐷㑣㝤㘵㜴㔰㜱戳㤵敤昷〰㌴㡣㥥㄰扥〳㈱戴戳㔶㈹戳搶摦㌸㠸慥扤㈰㤴晡㈷㘶㡤戳㜷㕦㔱慦ㅢ㥥ㅤ昷㕥昵捡户㡦ㅤㅡ晡昲攷捦ㄵ昷〴㤲户て㥤て㠶昰昵㠵搰收ㅤ㈰㜹〷ㄹ晤攸㕡〱愱搴㜳㔶摥㍢㜶㝦扦收㤷㜵慢㡦摡㝣晢攷攳晥㌲㘷搸㝢㡡㍢ㄷ挹摢㥦捥〳㈰㝣〳㈱戴㜹㑤㈸㉢㡣㐱㜴㍤〴㐲愹㝦㔸㜹㌷敥㜶搲戶晤敥扦㝡晣㠵捦敤㝡摦散昰挳〳ㄵ搷㕤挹㍢㤸捥㠷㐱昸づ㠷搰收ㅤ㘸㔱㌴㠴慥㐷㐰㈸昵愸㤵户攷扦㕦㕥搱㉦昱挸㠴㘵挳捦扤㍥搰愳㜶㤶攲㉥㔰昲晥㠹捥挳㈰㝣㐷㐲散㌱扥慡㉡㔰ㄳ㥣㠷㑤㉢㈱戴摢搸づ愷摢〸〸愵ㅥ戲㜲昶ㄸ摡晤敢ㅢ㙡㉢㐶㥥摦扣昹挸搷〷㙦晡㕥㜱㡦㉡㌹慢改㝣ㄴ㠴㙦㈴㠴㜶㕥捤扣㠳㡣㔱㜴ㅤつ愱搴㈶㉢敦扥ㅢ㤶㝣㜱晤挱㠳慢敥㙤摡㌱攳㠵㘷㘳㥦㉡敥愴㈵敦㔸㍡㡦㠳昰㡤㠷搰收㍤㔴㌰ㄸ㘸㑣愰敢㐴〸愵敥戶昲捥ㅢ㜸敦㑦て㡣㡥㑣扣愹搷㡢㜵㙢挶昵㕦愹戸扥㑡摥挹㜴㥥〲攱㥢ち愱捤㍢搸挲戶㠶慥搳㈰㤴扡搵捡㍢攸捣换慦慢扥收㡣戱搷ㅦ㌵戹昴搰戵ㅦ慤㔴晣㉡㤱扣㐷搳㜹〶㠴敦ㄸ〸㙤摥㐱㤲户挲㌸㤶慥挷㐱㈸㜵㠳㤵户晦㉢㍤㍢㥦搰晤昵戱搷㤴戴摦摡戹昳㤶换ㄴ扦㥤㈴敦〹㜴㍥ㄱ挲㜷ㄲ㠴㌶慦㠹敦㐰愳㤶慥㌳㈱㤴㕡㙢攵㡤㍤昱晡戲ㄳ〶っ㍢㜲㘹晦㐶摦㐳昷摦㤷㔴晣挲㤳扣戳攸㕣〷攱慢㠷搰收敤㉦昳㕢㘹㠴攸ㅡ㠶㔰敡㉡㉢敦㠵て慤昰㈷づ昹㝥搲摦㈶捥㥣昱昲て㡦㙦㔷晣づ㤵扣つ㜴㡥㐰昸㑥㠶搰收㌵户㠹晥〶昷て㐶ㄴ㐲愹攵㔶摥慢㍥㍣扣晤摥㤷摤㔵㝤昳㘹晥㌳㌶晣㘷㘲㔲昱㙢㔹昲㌶搱㌹〶攱㥢ぢ愱捤㙢慥て晤㡤㔳攸ㅡ㠷㔰敡㈲㉢敦㈵㝤㕥㥦㜵㝢愰㘳搵晡㈱㌳㡥慢扣㘶晢㜲挵㙦㝡挹㥢愴㜳㌳㠴㙦ㅥ㠴㌶慦戹㍥㔴ㅡ昳改扡〰㐲愹㜳慤扣㕢ㅥ晢㑦㥦㡢攲捦㡥扤昳㤶㝥戱㤷㕦㌸敥㥦㡡〷て㤲昷㔴㍡㥦〶攱㍢ㅤ㐲㥢搷㕣ㅦ晡ㅢ㘷搰昵捦㄰㑡㥤㘵攵扤㘳㘳晢㉦扥㕦扤戴敡㡡攱㑦晤扣㘲摢捤㠳ㄴ㡦㐷㈴敦㈲㍡㥦〵攱㕢っ愱捤㙢捥敦㐰攳㙣扡㉥㠱㔰敡㌴㉢敦戶㜵搷㥥昰攰挱昳挷摣㍤晥慤〷戶㉦扦昳㜲挵㐳ㅣ挹晢ㄷ㍡㥦ぢ攱㍢て㐲㥢搷摣攷昴㌷捥愷敢〵㄰㑡㌵㕢㜹㔷晤㕣㜶捣昸㑢㘷㑤昸晢捣〵㥦挵㤷晣昸ㅦ挵愳㈶挹扢㤴捥ㄷ㐱昸㉥㠶搰收㌵㜹慢㌴㉥愱敢愵㄰㑡挵慣扣㠷挷㑦敦㌸㍥昹敦㔱㜷㑣慤㔸戶搷挴挸て㡡〷㘲㤲昷㌲㍡㉦㠷昰㕤づ㤱㈵敦〰㘳〵㕤慦㠰㔰㉡㘲攵扤戸搳敢挱戲搹搷㔶㉦㍢㙣搰昸昵慢收㍤慥㜸㙣㈷㜹㔷搲昹㉡〸摦㉡〸㙤㕥ㄳ摦ち㘳㌵㕤搷㐰㈸㔵㘷攵慤昹敡扣㙦㡥戹昶㤵ㄱ昷㝣㌳扦㘰㙢扦愵㘷慡㍤㘱㤶扣㔷搳㜹㉤㠴敦ㅡ〸㙤㕥㜳㍢慥㌰搶搱昵㕡〸愵㑥戴昲㍥㝡昷晤㥤慥㝣昹扡㤱㌷摥昲搵挵㐷晥昳攲戳ㄵ㡦㐰㈵敦昵㜴扥〱挲㜷㈳㠴㌶慦戹ㅤて㌰㙥愲敢捤㄰㑡捤戰昲扥戲愲㔳搷㤳扥㌸㘵挴㐳晤捥摥慦愱攷搰㍡搵つ㘶挹扢㥥捥户㐲昸㙥㠳搰收㌵扦㌳㉢㡤摢改㝡〷㠴㔲㔳慣扣㥦㡤㍡戰晥㠸挱昳挷摤㜵晡摣㔷ㅦ散昶㐴戹攲㜱戲攴扤㡢捥㜷㐳昸㌶㐰㜸㝣〷㔵ㅡ昷搰㙤㈳㠴㔲攳慣㥣ㅤ㝥㌹愶换攵捦扤㍤㙡搳扡ㄱ扤扡㉦摢㌰戰昸㍥㤸愷㔸㠷㌷搵昱攰㝣㝣㤱敤㍣晡散摦户㠲晦㕡㍦攸挶㌱㜷㜸㔰昸搰㜰㘵㘵晤愰㡡攰㠰㘰㘱〰㘹㜳㍤摡攳收㔳ㅣ㥥ㄱ㘹慡㡦捤㤷挳扦攲昰挸㐸㌴ㄹ㡡㡢㔲ㄲ挶ㅦ昳㄰㔶昴㡥攱愳ㄶ攰挰扦捥㍣㔲散ㄲ慥ち挵㤳㌸㘴㑥㉥摣㜹昸戸昷㠸㘰㈲戴㔳敤㙤攵ㅥㄱ㙢㙥慡㑦散愵㌷搶㈴㠳挹㔰户㑣摢捥㈴慥戰ㅡㅣ㑦㠷ㄲ㌲㑢晢㘶㠶ㅤㅤ㡣㌶㠷㠶㉦㠸㤸收㝤㌲捣㌸戲㡥捤昲戶㡥㡣㠷㑥㐹㔹㕤㜳㌴ㅣ愷㝡昳㈴户㙢㈹㑤㤳㌹㕦㠱慡㠶㔸㈲搴㈴戳搷扢㜱㜲愴㙥㑥㈸㕥ㄳ攲㠹㘲愸㕥ㄶ㜵㌷㥡慣挳晢摥㤳㥡戰愰㌸㘰慦摦摦搹㑢愰㐳㑤昵愱㝡捣敦㕣愰扣㜰㕡㜰㔶㌴戴㝢㥡㡢㔹ㄳ㠶慥㘹摤㈳㘳㜵捤㠹慡㔸㔳㌲ㅥ㡢愶㕢㠶搷捦ぢ攲㤴愲㝥㐲慣㍥㔴㈰㔳㥥㈹㔵㕥扢㜶㑡攵ㅤ愸㍢㌶㘷敥〴㡦摥ㅤ㉢〹捦ㄱ戲㍢㍢㔶㈲㍡㙢㡦晡㔳㤹搱㜰慣㘴昴㍦㈸敢㥣㌸㔷㐲㝡㔷㘴昵搶慣愴っ摡㌳㝤挳敢㍢ㄵ晣㠰㠷㘸㠸㕢㘵㝥戹㜷捡㥤敢㘵㉢㜳敡㘰㠵搷〵攸㥤〵㌴㐹㥢㕡昷摡搶㌹㍦扦戳戵昴㐷捤挳㠹攳攸㘰㔳㝤㌴ㄴ捦㝡㔵㐳㜱㡥㡣㑤ㄴ㥢㈹敥愷㜸㠰攲㐱㠸挲㙡散攳㍣ㄱ㉤㠰㠷㕡愰ㄶㄶ捥㡦搴㈷ㅢ㝣つ愱挸散㠶㈴晡㜰㌵愴愸㠸㜰扢㈶攳㈱㜴ㄹ㝦愷㜸ㄸ挲敦捦昳戵攰㙦㥥捦㡦㈹慦㤰㘷㝦晦昷㜳搴㝣㐴ㄹ㜲㑡㡣ぢㄶ㠹挲㐶㥣㜹㈷摡戵搳㉤昵攸㘰愲㈱挹つ㉥扢㤱昹戶㔰㍣〲㔱晣㈸挴㠴搱愱㈸㌶搷摦改㕡㐷㘱㜷愴㙣昵慣㥡㐷㙣扢㌷搶㉣㙣慡㙢㠸挷㥡㜰扤愹㍡㤸っづ慦挳愵㠳㠴ち晡ㅡ挷挷慡㥡㤳扥挶搱ㄱ晣㈹㙥㥣ㅡ㥡ㅢち㈶慢戰㌷㑥㜶㙣ㅣ㡦换づ戲扢ㅣ㔳扦愰戰搱扣㘲㔰ㅤ㑡搴ㄹ扣戴㌰〶㝢㥦〵㍥戴戰㍢㉤㙥攴晥㈴戴㈰挹搴敤ㅢ㈷〷㜱㘹㈲㘹挰愹户㐴㤹㉤㐶㜶㤴㍥㍢摡㙦㘹挸㔰㉡㑤㐷㤶づ搲㘱㘶捡攳ち㠲㉦㑡㝣挳ㄶ㔸㌲㜳㐳㤹㥥㡣㐴ㄳ㝤㉤㜴晢㔶挷㜰摤㈹㈴㔷摣㠸扡捦㠷昵挸㤷㤵慢捣敤㤹搷㈶㈶搵捤㌲搳㘲㔶㐶挵㘳捤㜳昷㐵慥摦㉢て㜳攵ㄹ㕢㈱搶㝥戱㝥㐸㡦扦摥昹慢昵昷㑣㙣㈹㌲昹ㅥ㠳㔱㝢㕣㘲㕦扥㘸㠱〳㕤昱㐷㈶攳〹晣昱ㅢ㡣㌳㕡㈰摣戶挲㜲㜴㙢㜷戶ㅥ㤷㔸ち攱㕦摣〸㈴愶挵㐳㜲捤愸㐸㤴㠵㜳㐳ㅤㅢ㘷挴攲㜳㘶挵㘲㜳戸㘲㜴ㄲ㉤搱㄰ち㈵㜹㈱愶㠳㜵摤㠹㙤愵㔴扢㜶㘹㤷㔶ㅣ㔷㙣昶㐳㝥摦搳㄰ㅤ㠷㐷愳〱㍢㘳挲户つ㕤敤昰愵攲㝢〶㡤摥㌸㤱慦㥤㄰慡㡦㌴㌷㑥㠸攱敡㘳愰攲搰㠳㉢〶ㅤ摣扦愲戲㝦㘰慥㕣㘱っ昲ㅡ㙢摦〵搱㐴愳敡㡦愵收搵㤲昰昰㈱㥦㝤扥㜴晢愴戳扥扡昰㕦㡢㘲㠹ㅤ慡搲㌲戸㉥捦ㅣ㠰ㄲ〱㝣㡣攷㈹㕥愰㜸㤱攲㈵㡡㤷㈱㔴㙦㠴㜲て㠶㜶晡㘴扣〲摤㜸㤵攲㌵〸散㝢〴㜸㜳㌷愴㝡愲㡢扢㈲攳つ㡡㌷㈱ㄴ㉦敢㜰慢捤㌳摥㠲昰愴晥㙤ㄸ戵搴摢㤷㌰㕡攰㠰ㄹ㑡捤㤱昱づ㍡晣〶攳摣搴㡢㑤昵㠲㡤昴ㅢ㠴摢㈰挰〶挱㔵摤㤰㐶ぢ㔸㔷换攰扡敥搴〷㘱〱挶㝦㐴昱㌱挵㈷ㄴ㥦㔲㝣〶愱㍡㈳㔴て搸㝦改昳㌹挵づ㠸っ挰づ㐶㤷〰昶㈵ㅤ扥㠲㔰晤㈰㑣挰扥㐶换ㄳ戰㙦㘰搴〲㘶㕦昷㙡㠱〳㘶㙡㈷㘰摦愲挳㙦㌰捥つ㤸搸㔴〵㙣㍡挰昲㉤㕣㕣㙢㤸戲っ慥ぢ㙡晤㤱㈹挰㑡㜹ち㠲扢㌰㈳㥦愲ㅤ〵敦ㄸ愸ㅦ㝦昱〲捣㐷㥦昶ㄴ㐵㄰ㄹ㠰つ㐰搲㌲㈶昶搳愱〳㠴ㅡ〴搵〴慣ㄸ慡㈷㘰ㅤ㘱搴〲㘶㕦搰㙢㐱㥥㌴挰㑡㄰攱㌷ㄸ攷〶㑣㙣敡㄰㠴攸〰晢〴ぢ愷㕤挳㍥戶っ慥㉢㠵㠳㤱㈹㠰㡦戱㈷换㜵愵攸㐶戱ㄷ挵摥㄰敡〳㑦挰昶愵捦㝥ㄴ〱㠸っ挰づ㐳搲㌲㈶摥㥦づ摤㈱搴㄰愸㈶㘰攵㔰㍤〱敢〱愳ㄶ㌰晢㑡㘵ぢ昲愴〱搶ㄳㄱ㝥㠳㜱㙥挰挴愶㡥㐰㠸づ戰ㄷ扤〰㝢挱㌲戸㉥㠱晥〹㤹〲昸ㄸㄵ㉣㔷㐹搱㥦㘲〰挵㐰〸昵戴㈷㘰㠷搰攷㔰㡡挱㄰ㄹ㠰つ㐳搲㌲㈶㍥㥣づ㐳㈰搴㜰愸㈶㘰㐷㐰昵〴㙣㈸㡣ㅥ愷扦晤摤㠰っ㠳户摦㘰㡣㠷㑤㡤㐰㔹ㅤ㔸て㜸㠱㜵扦㘵㜰㕤摢慤㐶愶〰㍥挶㘸㤶ㅢ㐳㌱㤶㘲ㅣ挵㜸〸㜵㡦㈷㔸ㄳ改㌳㠹㘲㌲㐴〶㔸㐷㈱㘹ㄹㄳ㑦愵㐳つ㠴ㅡ〵搵〴㙢ㅡ㔴㑦戰愶挳愸㕤扢散㙢换㉤挸㤳戶㜶捤㐰㠴摦㘰㥣ㅢ㌰戱愹搱〸搱〱㜶慤ㄷ㘰敢㉣㠳敢愲昵㔸㘴ち攰㘳捣㘴戹㈰挵㉣㡡㍡㡡㝡〸戵摡ㄳ戰㌰㝤㘶㔳㌴㐰㘴〰㌶づ㐹换㤸昸㘴㍡捣㠱㔰ㄳ愰㥡㠰㐵愱㝡〲搶〸愳ㄶ㌰晢愲㜹ぢ昲愴〱ㄶ㐳㠴摦㘰㥣ㅢ㌰戱愹㠹〸搱〱㜶㠱ㄷ㘰攷㕢〶搷搵昸挹挸ㄴ挰挷㔸挰㜲ぢ㈹㑥愵㌸㡤攲㜴〸㜵戶㈷㘰㝦愶捦㤹ㄴ㡢㈰㌲〰㥢㠲愴㘵㑣扣㤸づ㘷㐳愸ㅡ愸㈶㘰㑢愰㝡〲㜶づ㡣㕡挰散扢〱㉤挸㤳〶搸戹㠸昰ㅢ㡣㜳〳㈶㌶㌵つ㈱㍡挰攲㕥㠰㥤㘲ㄹ㕣户ㄹ㡥㐶愶〰㍥挶愵㉣户㡣攲㌲㡡攵ㄴ㤷㐳愸㌹㥥㠰㕤㐱㥦㉢㈹㔶㐲㘴〰㌶〳㐹换㤸㜸ㄵㅤ㔶㐳愸㘳愱㥡㠰慤㠱敡〹搸㕦㘱搴〲㘶摦收㘸㐱㥥㌴挰搶㈲挲㙦㌰捥つ㤸搸搴㜱〸搱〱㜶㥣ㄷ㘰挷㕡〶搷晤㤳ㄳ㤰㈹㠰㡦㜱㌳换摤㐲戱㥥攲㔶㡡摢㈰㔴㡤㈷㘰㜷搰攷㑥㡡扢㈰㌲〰㍢ㄱ㐹换㤸㜸〳ㅤ敥㠱㔰戵㔰㑤挰㌶㐲昵〴散㕥ㄸ戵㠰搹昷㙦㕡㤰㈷つ戰㑤㠸昰ㅢ㡣㜳〳㈶㌶㌵ㄳ㈱㍡挰㐶㜸〱㌶摣㌲戸㙥っ捤㐲愶〰㍥㐶ぢ换㙤愱㜸㠴攲㔱㡡慤㄰㙡㠸㈷㘰㡦搳攷〹㡡㈷㈱㌲〰慢㐳搲㌲㈶㝥㡡づ㑦㐳愸㄰㔴ㄳ戰㙤㔰㍤〱㝢〶㐶㉤㘰昶㡤愹ㄶ攴㐹〳散㌹㐴昸つ挶戹〱ㄳ㥢攲㙤㉣ㅤ㘰扤扣〰㍢挸㌲戸敥㜸㌵㈰㔳〰ㅦ攳㌵㤶㝢㥤攲つ㡡㌷㈹摥㠲㔰摤㍤〱晢ㄷ㝤摥愱㜸ㄷ㈲〳㌰摥㍣㉢㘳攲昷改昰〱㠴㥡〳搵〴㙣㍢㔴㑦挰晥つ愳ㄶ㌰晢㡥㕢ぢ昲愴〱昶㈱㈲晣〶攳摣㠰㠹㑤㐵ㄱ愲〳㙣㔷㉦挰㜶戱っ慥㕢㜹㑤挸ㄴ挰挷搸挱㜲㕦㔰㝣㐹昱ㄵ挵搷㄰慡㠳㈷㘰晦㑢㥦㙦㈹扥㠳挸〰㉣㠶愴㘵㑣晣〳ㅤ㝥㠴㔰愷㐰㌵〱晢〹慡㈷㘰㍦挳愸〵捣扥㤵搸㠲㍣㘹㠰晤㡡〸扦挱㌸㌷㘰㘲㔳㜱㠴攸〰晢攱㘷㡦愳晣敦㉤㠳敢ㅥ㈵慦昱〵昰㌱㡡昲㈱㌸昰挹昰㔳㜴愰㈸㠶㔰㕦㈱㔴㝦ㅥ搹㠹㍥㈵ㄴㅣ㈳㤵〱㔸㌳㤲㤶㌱昱慥㜴攸っ愱收㐳㌵〱敢〲搵ㄳ戰摤㘰搴〲㘶摦㈳㙤㐱㥥㌴挰昶㐰㠴摦㘰㥣ㅢ㌰戱愹〵〸搱〱昶扥ㄷ㘰敦㔹〶搷捤搷㔳㤱㈹㠰㡦ㄱ㘰戹㌲㡡晤㈹扡㔳㤴㐳愸㌷㍤〱㍢㠰㍥㍤㈹づ㠴挸〰散㌴㈴ㄵ挰㝡搱愱㌷㠴㍡〳㕤㈶㘰㝤愰㝡〲㜶㌰㡣㕡挰散㥢扦㉤挸㤳〶㔸㍦㐴昸つ挶戹〱ㄳ㥢晡㌳㐲㜴㠰㍤攵〵搸㍦㉣㠳敢慥昲㈲㘴ち攰㘳っ㘶戹挳㈸づ愷ㄸ㐲㜱〴㠴㝡搴ㄳ戰㍦搱㘷ㄸ挵㤱㄰ㄹ㠰㥤㠵愴〲搸〸㍡㔴㐱愸戳搱㘵〲㔶つ搵ㄳ戰愳㘰搴〲㘶摦搵㙥㐱㥥㌴挰㐶㈱挲㙦㌰捥つ㤸搸搴ㄲ㠴攸〰摢攰〵搸摤㤶挱㜵扢㥣㜷挹〳昸ㄸ㤳㔹㙥ち挵㔴㡡ㅡ㡡㘹㄰敡㔶㑦挰㡥愶捦っ㡡㘳㈰㌲〰㍢ㄷ㐹〵戰攳攸㜰㍣㠴攲㙤㜶ㄳ戰ㄳ愰㝡〲㜶㈲㡣㕡挰散摢昵㉤挸㤳〶㔸㉤㈲晣〶攳摣㠰㠹㑤㕤㠰㄰ㅤ㘰慢扣〰扢捡㌲戸挶〱㉣㐵愶〰㍥㐶〳换㐵㈸㑥愶㤸㐳ㄱ㠵㔰换㍤〱㙢愲㑦㡣㘲㉥㐴〶㘰ㄷ㈱愹〰ㄶ愷㐳〲㐲㕤㠲㉥ㄳ戰㈴㔴㑦挰㥡㘱搴〲㘶㡦㐳㘸㐱㥥㌴挰收㈳挲㙦㌰捥つ㤸搸搴愵〸搱〱戶搸ぢ戰戳㉣㠳㙢㠰挳㘵挸ㄴ挰挷㔸挴㜲㘷㔱㉣愶㌸㥢㘲〹㠴㍡捤ㄳ戰扦搰攷㕣㡡昳㈰㌲〰㕢㡥愴〲搸〵㜴戸㄰㐲慤㐰㤷〹搸㔲愸㥥㠰㕤〴㘳ㄶ挰〶戸㐱戹〴ㄱ㝥㠳㜱ㅥ㌶㜵〵㑡敢〰㍢搹ぢ戰㠸㘵㜰㡤摣㔸㠹㑣〱㝣㡣㤵㉣㜷ㄵ挵㉡㡡搵ㄴ㙢㈰㔴㥤㈷㘰㔷搳㘷㉤挵㌵㄰ㄹ㠰㕤㠵愴〲搸戵㜴戸づ㐲慤㐶㤷〹搸昵㔰㍤〱扢〱㐶㉤㘰昶挸㤱ㄶ攴㐹㕢挳㙥㐲㠴摦㘰㥣ㅢ㌰戱㈹㡥㌳搱〱㌶搵ぢ戰㈹㤶挱㌵㈴攵㙡㘴ち攰㘳摣挵㜲㜷㔳㙣愰戸㠷㘲㈳㠴ㅡ攷〹搸㝤昴搹㐴戱ㄹ㈲〳戰戵㐸㉡㠰㍤㐰㠷〷㈱搴㍡㜴㤹㠰晤つ慡㈷㘰て挱愸〵捣ㅥㄲ搳㠲㍣㘹㠰㍤㡣〸扦挱㌸㌷㘰㘲㔳搷㈲㐴〷搸攱㕥㠰ㅤ㘶ㄹ㕣㘳㙤慥㐷愶〰㍥挶㤳㉣昷て㡡愷㈸㥥愶搸〶愱〶㜸〲昶㉣㝤㥥愳㜸ㅥ㈲〳戰ㅢ㤰㔴〰㝢㤱づ㉦㐱愸㥢搰㘵〲昶㌲㔴㑦挰晥〹愳ㄶ㌰㝢慣㑦ぢ昲愴〱昶㉡㈲晣〶攳摣㠰㠹㑤㜱㘴㤰づ戰晤扤〰㉢戳っ慥㐱㐴敢㤱㈹㠰㡦昱㉥换扤㐷昱㍥挵〷ㄴ摢㈱搴㕥㥥㠰晤㠷㍥ㅦ㔲㝣〴㤱〱搸慤㐸㉡㠰㝤㐲㠷㑦㈱搴敤攸㌲〱晢っ慡㈷㘰晦〳愳ㄶ㌰㝢㄰㔳ぢ昲愴〱昶㌹㈲晣〶攳摣㠰㠹㑤㜱挸㤳づ㌰扦ㄷ㘰㠶㘵㜰㡤㡥扡ぢ㤹〲昸ㄸ摦戱摣昷ㄴ㍦㔰晣㐸昱ㄳ㠴㙡攷〹搸㉦昴昹㤵㠲〳慣㌲〰攳㐰㉢〱㉣ㅦ㌶愳ㅤ㠴扡〷㕤㈶㘰〵㔰㍤〱攳〸㝣㡦换搳㤵㙥㐰摡挳摢㙦㌰挶挳愶㌶愲慣づ慣㉦㝦昲㌸㉤晡挲㌲㘴づ晢㉡摣㠴㑣㤹昷户㘵ㄸ㝣㙡㐰㡣㘳愸㑤㈷㌸晢挲搳㥢㈲挹㐴㠷昰昰收㘴㙣㘴㈴㔹㥤㐸ㄶ㠷㈱搰㤴㤰㙥㌲㜶挴ㄱ搴㍢㝣㜴㈴㌴㝦ㅡ敥攲敥攷㌶攱〹㠱慡收㐴㌲㈶户敥昷㜵摢慢㘳ㄳ㘳挹敡㐸㘲㙥㌴戸戰㕣㘳㌶㉤㌳ㅡ㐲㑤ㄸ捣ㄴ挷㤸愶搶㥣㘲㜳攷㠶敡㌵昳㔸ㄳ㙢㡥搷㠵挶㔴晦ㄱ㠶㐳㈹㜳っ〲搶㔳づ㠴㔲㍤扣㠷晦㌸㜰摦〷摣攴攳昶户晡㙤愳㘹㝣愵㔸摤㔴㌹㥥摡挱摦㍣㤶攵攸ㄶっ㙦搹摣敡ち攲ㄸ㕥搵〱捥晥㌰㐸㌵晢㍡㕡攳昷挶㌴㈵㈲昵㈱扦愵㑤㠸㌴㜵戲㥡㤳㥡㤳㘹㤶攰㠲捥㤶〵㜷攸㈷㌵㠱昸扡㘰扣晥㡦挰〹ㄶっ㤳㐹㠸昲攱摦㙦㠳搹㑣㤳㤷户㠳㤷㌷㌸敤㌸ㄳ㝢ㄹ攲捣㌱㑣摡挱ㄲ愹つㄱつ挷挸戴ㄲ昸㜷㈴搴愹敥㈲㙡ㄳ㐲挱㈶㘱愰㈶㔹㕦ㅤ㥡搷㐹㍣㐲㔸戵昱㐸㑥㌴搴㌹㕤㤵昱㌴㐶㜸昸慣㐴㉣摡㥣っ㜵㑡戵㘴ㄳ㌷挲㔳㐳㔱っ㜶㤸ㄷ㉡㑥戵㈶搷㈵㌱づ㌳㤵㡦㈳〸晦㌸散〰㤱〲㡢㈱㈵ㅣ昹戲散搹搲ㄷ㠲㕢捦㙦㘴ㄴ㐴㠶㘵晡敦㌰戵敡㉡㑥户っ换戳ㅢ攴ㄶ攴㜲㙣㕡敥挳〸戹ㄵ㜵戶㐷户㥡晢㌶搹㙤ㄵ摢㝤ㅣ挱搷㌱㉣㝢㍣っ搳攵搳㔸㈵摣㙣愲㜸㑣㉥ㄹ愹ぢ㐶愳ぢ㍢㠵挷㌴搵㐵㥢敢㐳攳㠳戳㐲㔱㝢㙦ㅤ㡢㌷晥㐱昸㉡攰敡㙦㜲㤵〵ㄷ㙢㙣攵ㄸ㍣扥㘸て㕡晣捤㍢㌸㕣㥦戳扦㔰㤱挳愴攵㐱捣挴晦㜹扣愶ㅦ㐱扢敥ㅣ㙤㉣て戸㘱㤷收敡攲扥㡣㠳摡㔲㐳㍥㘵㙢㜳戸㡤㡦㡤㡦㘱㌸㙥扤愳㙢㜴挴散晡挳㙣㔳㐲㤱捦攷晢慤㕦㉢挰ち搳づ㙢㈴っ㜶㜶愶㍥㡣挷㔶摣㌰ㅥ㠲㥥㌹ㅣ捥㜱昸㈱摦昸戲〳㉣㠵㘳〹昷㕥收攱挲戴㐸㌲ㅡ敡㄰ㄶ扢戴㡢戸㌹㄰捤昶攱㘹つㄸ㍥㔶摤㌱㍣㉡ㅥ愹㡦㐶㥡㐲㍣昴挰昰㜰㍥㔴㌸㍥㌴ㅢ〳㤹㈷挷ㄲㄱ㡥攱敡ㄸ㥥ㄶて㌶㈵收㜲〴㘱摤挲㕤搳㌴㈱慢㌰㍣㈲搲㠴㡤挷慣挹㜶㐹戸愶㈱㌶ㅦ㡦摡㌶㌷㌶㡤ち捥㑤晣㈱㠸戲扥㑡㠰㤰戹㐵攵慢晣㝣㔵㤴㕦昴㕢扦愳戰㠶㈳㈵挷ㄱ攵㔳㔸㔴晤ㅤ慤㉣摢㉡㔹戲㠶㤱㜳㕢攵㍣愵㍤㍡慡ㅤ摢㥡㝡㑥㤹晢㕦愳ぢ㌶搰攲摤㈰挶㡣㥡㍥㘶攷挳〷晦㍦て晤ㄶ㍥㡣挴㔹扥〵㘴慤㐸つ㜴摥つ捥㥤捣㌵㠵㝤㕣㜱っ㈱㥣㕡收摡攷て㡢て㔷㐴㝣㜱搲㥤捤㤱ㄸ㥢㕡㡣敤ㅥ㝢㕤っ改挵敥戶㤳愹昰ㄸ慥㌱ㄸ㑤㔸戶慡㔸㘳㘳㤰㙢ㄶ搷捡ㅡ散戲㐳㐵㜲㐰㡤ㅤ㠹ㄱ㠶㤰搵捦敡ち㉥㐰㔷㜰㠱㜴攱㥢㤸て㉦㐸㥢戹㘲戳㠳昱㐸戲愱㌱㔲㔷㐴㠵てㄸ晣㈱㔶㐹慣㐱〵〰搳㥥㘴扤挴搱㘹收昸㘱㜳挸㉢搸敥㡢ㄳ〶㐲㐷昶戱攲收换搷户晡㡤㈳挳㜱昸㙡昰㜰搶搸〳愲㄰㈷㜳攸戰戶ㄱ挷㜱ㄷ㝡㘴ㅦ㔴戰〵づ㔹挷敢戶㠷㠳㝦㝣㉣㔸㍦ㄲ㑦㥢挴攲敤慤愷搱㡢㐰㈲昷ㅤ昱㔲づ搱慥挲㜳っ㜸㍥㘲ㅥづ㜴攳㐵散愸挱攸攷〲づ敥昶㤹㙣㜱敢捣㉢㉣散㔰愴慢㌵挶捥㔵㙥㡤㔷㜵㍥捤㍦挶㤵晦戳㈹㠳戱ぢ攵〲昰㔸挱搸㤳ぢ摢ㄵ㐲㍤〲㤵换㤳攱搰㡤づ㝢ㄱ㡤慤㌰㘶㙥て㥥攳㤹ㄱ㤰㔷搸挸㜱搶㐵㡤㕣ㅣㅣ㔳昸㌰晡ㅡ攳戵〱㠹慦㐳搱愳戰ㅢ㝢挳敢㤹㙤摢㠶愲㥤愷㥥㠰戰敢㜳〵戰㘶㜰ㅦ昸ㄸ晢㐲愸攷搱挹㜳㑥摦㝥搴㜰扥ㄱ挰㕦挷昹㠶攲㤰㔸㥥㜳搸㤳㠳㌱㤳㉦昵㈲㑣㍣㕡收㑥慡戵㈳㉦昵ㄲ晣㜸昴㠵㍢㔸㥣㠷ㄶ戴散慦㝦昵㌲ㄴㅥ〲㤸㤳攷㤷㤴攲戸㕢㝥㔱攵㘹㜷㡣敡㔵㔸戸㜳㌴扡㜳㤱㕥㐳㡢㍢ㅤ慥㠴㕣㐶愳〷㐴慢㉢愱㝡〳ㄱ㌶㜰㡣戶㠰㍢㠰ㄹ㝡㌲敦㥢㝡㠷〳改㜰㄰ㅤ㌸挶㤷散ㅡ扤愰愵〸㜹挷ㄱ收㈰愴㌷挳晡㌰㡣挳㙡㠵㤰㠳愹㠱㤰扥昸敢㈴㠴㐳㙥戳ㄳ昲〹㍣㜲㈶攴㔳㌸㥢㠴昴攳㍣戴㐰㑤ㄱ挲攱扣戹㄰昲㕦昸㘵㈱攴㜳㤸㠵㤰㑡㉥搲づ㘸㌶㈱㕣㐶㘳〰㐴敢㠴㝣㠹㌰つ㈱〳㤹㘱㄰昳㝥愵㜷㌸㠴づ㠷搲攱㙢㌸〸㈱㠳愱愵〸昹搶ㄱ收㈰攴㌰㠶ㅤ捥㌰慥搶㐲挸㄰㙡㈰攴〸晣㜵ㄲ挲㝤㔹㜶㐲昲攱㤱㌳㈱敤攰㙣ㄲ㌲㤴昳搰㈲挵捣〳㘴挵挳昴㕣〸昱挱㉦ぢ㈱敤㘱ㄶ㐲㠶㜱㤱㡡愰搹㠴㜰ㄹ㡤攱㄰慤ㄳ攲㐷搸ㄶ捣㕣挶慥㙤〴㌳㔴㌱㙦〷扤㐳㌵ㅤ㡥愲㐳㌱ㅣ㠴㤰㤱搰㔲㠴㤴㌸挲ㅣ㠴㡣㘲搸㘸㠶敤〹〷㈱㘴っ㌵㄰㌲ㄶ㝦㥤㠴㜰挸㜰㜶㐲扡挱㈳㘷㐲昶㠲戳㐹挸㌸捥㐳ㅡ㈱㝢挳㤶ぢ㈱ㅣ㤷㥣㠵㤰晤㘰ㄶ㐲㈶㜰㤱〲搰㙣㐲戸㡣挶㈴㠸搶〹搹ㅦ㘱㕢摣㠴㑣㘶㠶㈹捣摢㕤敦㌰㤵づ㌵㜴㈸㠷㠳㄰㌲つ㕡㡡㤰㥥㡥㌰〷㈱搳ㄹ㜶㌴挳㉡攰㈰㠴捣㤰㈴戸〵㡣扦㑥㐲㌸㈴㌹㍢㈱晤攱㤱㌳㈱〳攰㙣ㄲ㜲㉣攷㈱㡤㤰㠱戰攵㐲〸挷㍤㘷㈱攴㔰㤸㠵㤰攳戹㐸㠳愱搹㠴㜰ㄹ㡤ㄳ㈱㕡㈷攴㜰㠴㙤㜱ㄳ㜲ㄲ㌳搴㌲敦㄰扤挳㑣㍡〴改㜰〴ㅣ㠴㤰㔹搰㔲㠴っ㜳㠴㌹〸愹㘳㔸㍤挳㐶挳㐱〸〹㔱挳ㄶㄲ挶㕦㈷㈱ㅣ昶㥣㥤㤰戱昰挸㤹㤰㜱㜰㌶〹㤹捤㜹㐸㈳㘴㍣㙣戹㄰挲戱搵㔹〸㤹〴戳㄰ㄲ攱㈲㑤㠶㘶ㄳ挲㘵㌴收㐰戴㑥挸㔴㠴㙤㜱ㄳㄲ㘵㠶㐶收慤搱㍢㌴搱㈱㐶㠷㘹㜰㄰㐲收㐲㑢ㄱ㌲挳ㄱ收㈰攴ㄴ㠶挵ㄹ㌶ㄳづ㐲㐸㠲ㅡ〸㤱ㄷ㐱敤扣慡慢㠲㜰挸㑥挸㉣㜸攴㑣㐸ㅤ㥣㑤㐲㥡㌹て㘹㠴搴挳㤶ぢ㈱㘱昸㘵㈱㘴㌶捣㐲挸㝣㉥㔲〳㌴㥢㄰㉥愳戱㄰愲㜵㐲㑥㐶搸ㄶ㌷㈱愷㌲挳㘹捣㍢㐷敦㜰㍡ㅤ捥愰㐳ㄴづ㐲挸㥦愱愵〸㠹㌹挲ㅣ㠴㥣挹戰㐵っ㕢〰〷㈱攴㉣㙡㈰㘴㌱晥㍡户㄰づ摢捥㑥挸愹昰挸㤹㤰搳攰㙣ㄲ㜲㌶攷㈱㡤㤰搳㘱换㠵㄰㡥つ捦㐲挸㤹㌰ぢ㈱攷㜰㤱ㄶ㐱戳〹攱㌲ㅡ攷㐲戴㑥挸㘲㠴㙤㜱ㄳ㜲ㅥ㌳㥣捦扣㘷敢ㅤ㉥愰挳㠵㜴㔸〲〷㈱㘴㈹戴ㄴ㈱攷㍡挲ㅣ㠴㕣挴戰㡢ㄹ㜶㈹ㅣ㠴㤰㑢愸㠱㤰㑢昱搷㐹〸㠷㠵㘷㈷攴㌲㜸攴㑣挸㜲㌸㥢㠴㉣攳㍣愴ㄱ㜲㌹㙣戹㄰挲戱攷㔹〸戹ㄲ㘶㈱㘴㌹ㄷ㘹㈵㌴㥢㄰㉥愳戱〲愲㜵㐲㔶㈱㙣㡢㥢㤰㉢㤸攱㑡收㕤慤㜷㔸㐹㠷慢攸戰〶づ㐲挸㉡㘸㈹㐲搶㍡挲ㅣ㠴慣㘶搸ㅡ㠶摤っ〷㈱攴慦搴㐰挸搵昸敢㈴㠴挳捥戳ㄳ戲ㅥㅥ㌹ㄳ㜲㉢㥣㑤㐲搶㜲ㅥ搲〸戹つ戶㕣〸攱搸昶㉣㠴摣〹戳㄰戲㡥㡢㜴ㄷ㌴㥢㄰㉥愳㜱ㅤ㐴敢㠴㙣㐰搸ㄶ㌷㈱搷㌳挳つ捣㝢㡦摥攱㐶㍡摣㐴㠷㡤㜰㄰㐲㙥㠶㤶㈲㘴㤳㈳捣㐱挸㉤っ㕢捦戰ㄶ㌸〸㈱户㔲〳㈱户攱慦㤳㤰㉤㜰挸㑥挸㈳昰挸㤹㤰㐷攱㙣ㄲ㜲㍢攷㈱㡤㤰慤戰攵㐲挸攳昰换㐲挸ㄳ㌰ぢ㈱㜷㜲㤱㥥㠴㘶ㄳ挲㘵㌴敥㠶㘸㥤㤰愷㄰戶挵㑤挸〶㘶戸㠷㜹㥦搶㍢㙣愴挳扤㜴搸〶〷㈱攴㍥㘸㈹㐲㥥㜳㠴㌹〸搹挴戰捤っ㝢つづ㐲挸晤搴㐰挸〳昸敢㈴㠴挳收戳ㄳ昲〶㍣㜲㈶攴㑤㌸㥢㠴㍣挸㜹㐸㈳攴㉤搸㜲㈱㠴㘳昳戳㄰昲づ捣㐲挸㐳㕣愴㜷愱搹㠴㜰ㄹ㡤㠷㈱㕡㈷攴㝤㠴㙤㜱ㄳ搲挲っ㕢㤸昷〳扤挳㈳㜴㜸㤴づ摢攱㈰㠴㙣㠵㤶㈲攴㐳㐷㤸㠳㤰挷ㄸ昶㌸挳㜶挰㐱〸㜹㠲ㅡ〸㜹ㄲ㝦㥤㠴㜰㔸㝥㜶㐲扥㠴㐷捥㠴㝣〵㘷㤳㤰㝦㜰ㅥ搲〸昹ㅡ戶㕣〸攱搸晦㉣㠴㝣ぢ戳㄰昲㌴ㄷ改㍢㘸㌶㈱㕣㐶攳ㄹ㠸搶〹昹〱㘱㕢摣㠴㍣换っ捦㌱敦㡦㝡㠷攷改昰〲ㅤ㝥㠲㠳㄰昲㈲戴ㄴ㈱扦㍡挲ㅣ㠴扣挴戰㤷ㄹ㔶㠴㙢扤㐲挸㍦愹㠱㤰㔷昰搷㐹〸㠷晤㘷㈷挴て㡦㥣〹改〰㘷㤳㤰㔷㌹て㘹㠴ㄴ挳㤶ぢ㈱㝣戶㈰ぢ㈱㈵㌰ぢ㈱慦㜳㤱㑡愱搹㠴㜰ㄹ㡤㌷㈱㕡㈷㘴㔷㠴㘹〸㜹㡢ㄹ摥㘶摥捥㝡㠷㝦搱攱ㅤ㍡㜴㠱㠳㄰昲㉥戴ㄴ㈱㝢㌸挲ㅣ㠴扣挷戰昷ㄹㄶ㠰㠳㄰昲〱㌵㄰戲ㅤ㝦㥤㠴昰戱㠲散㠴散て㡦㥣〹改づ㘷㤳㤰㝦㜳ㅥ搲〸㈹㠷㉤ㄷ㐲昸散㐲ㄶ㐲㝡挲㉣㠴㝣挸㐵㍡㄰㥡㑤〸㤷搱昸ㄸ愲㜵㐲㝡㈱㑣㐳挸㈷捣昰㈹昳昶搶㍢㝣㐶㠷晦愱㐳ㅦ㌸〸㈱晦㠵㤶㈲愴㥦㈳捣㐱挸攷っ摢挱戰挱㜰㄰㐲扥愰〶㐲扥挴㕦㈷㈱㝣㙣㈱㍢㈱㠷挳㈳㘷㐲㠶挰搹㈴攴㉢捥㐳ㅡ㈱㐷挰㤶ぢ㈱㝣㌶㈲ぢ㈱挳㘰ㄶ㐲扥攱㈲ㅤ〹捤㈶㠴换㘸㝣ぢ搱㍡㈱㈳㄰愶㈱攴㍢㘶昸㥥㜹慢昴づ㍦搰攱㐷㍡㔴挳㐱〸昹〹㕡㡡㤰㔱㡥㌰〷㈱㍦㌳散ㄷ㠶㑤㠶㠳㄰昲㉢㌵㄰㤲㐷㌷挷㤹㍡ㅦ㡢挸㑥挸㔴㜸攴㑣㐸つ㥣㑤㐲㜸㠳㉥㥤㤰㘹戰攵㐲〸㥦扤挸㐲挸っ㤸㠵㤰㜶愸愰㡥㠱㘶ㄳ挲㘵㌴ち搱摢㍡㈱挷㈱㑣㐳㠸㡦㌳摤㥥㜹㡦搷㍢ㄴ搱㠱敦慥㔶㈷挰㘱㉢戰㌴晣搰㔲㠴搴㍡挲搰㙦摦㘷改㠰戶㔱っ愱ㅡ攰㈰㠴㜴愴〶㐲㍡搱捤㐱〸ㅦ扢挸㑥挸挹昰挸㤹㤰㌹㜰㌶〹㈹攱㍣戴㐸㌱敢昲㝢ㄴ戶㕣〸攱戳ㅤ㔹〸㠹挱㉣㠴散挲㐵㥡ぢ捤㈶㠴换㘸㜴㠶㘸㥤㤰㌸挲㌴㠴㜴㘱㠶摤㤸㌷愱㜷搸㥤づ㝢搰㈱〹㠷慤㔸㍣㘳㑦㘸㈹㐲收㍢挲搰㙦ㄳ搲ㄵ㙤愳ㅢ㠴㕡〴〷㈱㘴㉦㙡㈰㘴㙦扡㌹〸攱㘳ㅤ搹〹㔹っ㡦㥣〹㌹ㅢ捥㈶㈱晢㜰ㅥ㕡愴㤸㐵挸ㄲ搸㜲㈱㠴捦㡥㘴㈱攴㕣㤸㠵㤰晤戸㐸攷㐱戳〹攱㌲ㅡ㘵㄰慤ㄳ㜲〱挲㌴㠴散捦っ摤㤹昷㐲扤㐳㌹ㅤ㝡搰㘱㈹ㅣ戶㘲昱㡣〳愰愵〸戹挴ㄱ㠶㝥㥢㤰㥥㘸ㅢ〷㐲愸㤵㜰㄰㐲づ愲〶㐲㝡搱捤㐱〸ㅦㅢ挹㑥挸㉡㜸攴㑣挸㙡㌸㥢㠴昴收㍣戴㐸㌱㡢㤰㌵戰攵㐲〸㥦㑤挹㐲挸㕡㤸㠵㤰㠳戹㐸搷㐰戳〹攱㌲ㅡ晤㈰㕡㈷攴㕡㠴㘹〸愹㘰㠶㑡收扤㑥敦搰㥦づ〳攸㜰㍤ㅣ戶㘲昱㡣㠱搰㔲㠴摣攴〸㐳扦㑤挸㈰戴㡤㐳㈰搴㕤㜰㄰㐲づ愵〶㐲〶搳捤㐱〸ㅦ㑢挹㑥挸〶㜸攴㑣挸㍤㜰㌶〹㌹㡣昳搰㈲挵㉣㐲㌶挲㤶ぢ㈱㝣昶㈵ぢ㈱㥢㘰ㄶ㐲㠶㜰㤱㌶㐳戳〹攱㌲ㅡ㐳㈱㕡㈷攴〱㠴㘹〸昹ㄳ㌳っ㘳摥〷昵づ㐷搲㘱㌸ㅤ晥〶㠷慤㔸㍣㘳〴戴ㄴ㈱て㍢挲搰㙦ㄳ㔲㠵戶㔱つ愱㥥㠴㠳㄰㜲ㄴ㌵㄰㌲㤲㙥づ㐲昸搸㑢㜶㐲㥥㠲㐷捥㠴㍣つ㘷㤳㤰㔱㥣㠷ㄶ㈹㘶ㄱ戲つ戶㕣〸攱戳㌵㔹〸㜹づ㘶㈱㘴っㄷ改㜹㘸㌶㈱㕣㐶㘳ㅣ㐴敢㠴扣㠸㌰つ㈱攳㤹㘱〲昳扥愴㜷㤸㐸㠷㐹㜴㜸ㄹづ㕢戱㜸挶㘴㘸㈹㐲㕥㜵㠴愱摦㈶㘴ち摡挶㔴〸昵㉥ㅣ㠴㤰ㅡ㙡㈰㘴ㅡ摤ㅣ㠴昰戱㥡散㠴扣て㡦㥣〹昹〰捥㈶㈱搳㌹て㉤㔲捣㈲㘴㍢㙣戹㄰挲㘷㜷戲㄰昲㈱捣㐲挸っ㉥搲㐷搰㙣㐲戸㡣挶戱㄰慤ㄳ昲〹挲㌴㠴ㅣ挷っ挷㌳敦愷㝡㠷ㄳ攸㜰㈲ㅤ㍥㠳挳㔶㉣㥥㜱ㄲ戴ㄴ㈱㥦㍢挲搰㙦ㄳ㔲㡢戶㌱ㄳ㐲㝤〷〷㈱㈴㐸つ㠴捣愲㥢㠳㄰㍥戶㤳㥤㤰ㅦ攰㤱㌳㈱㍦挲搹㈴愴㡥昳搰㈲挵㉣㐲㝥㠲㉤ㄷ㐲昸㙣㔰ㄶ㐲㝥㠵㔹〸〹㜱㤱昲㜰愸㙢ㄳ挲㘵㌴㘶㐳戴㑥㐸㍥挲㌴㠴㌴㌰㐳㠴㜹摢改ㅤ㑥愶挳ㅣ㍡ㄴ挰㘱㉢ㄶ捦㠸㐲㑢ㄱ搲摥ㄱ㠶㝥㥢㤰㐶戴㡤㈶㠸挲㕤攰㤰摢㠳㈶ㅣつ㔷敡㜸晡㠷愳㈴ㄳ扢㠴愷㌴〷愳昸搱㡦㐹ㄸ㠸㥥㘴搷ㅦ㘱ㄸ㘲㠱昹㌸㐰收晢愷搳㝦ぢ〴捦搰挸㈲ㅣ㝦攲扥㔸戲㑣っ搲㝤慤㘵㑢搰昳户㍤㉥攰㉦㕣昶攳慦扦收㔶㐵愱㑡晢㜹㝣攷㘹㙤㙤㕥ㄱ㙢㠲㈴㔰挷㠱搳扢愲㤹㘵㌴㙥挶挸㜹㘶敡扣㜳㐸㈱㠷㠹昶㡥昲攷㠱㜴㘳ㄱ搳〷攵捥挵摡愱扡愰ㅡ㜳ㄸ愷㔰戳㘶愴㜰て昴戶㍡愲ㄳ〱㜸㈴㠸㘳㍢㙢㤲ぢ愳ㄸ㑦换㈶摦攲㘹戶㌸慣搰㌴㘳昶㘲昱〲㍣晢㤴昹敡摥㔴散㝤㐸搵愱㑢挶慢㤲㈵㡣㤶摤㌰㌷㠵ㄷ〳㕣捦昸㜴㍣ㄹ挳挹㤷挰㉣㜶㤹㄰愹㡢挷ㄲ戱㜰ㄲ㍦攲搱㤴〸昰攵搹㜸扢㑤挵昰挲愵挸愸慤挹〵㉢㘸攲㉦摢〸㐵晥㌹㑤戱昹㑤㌲㌷㠵〹扥㐳㕣昰㙡摦㥥㘵昸挸㠰㑣摤〱㕥改㥥㤸㔱㑥愵㕤敤㐶㌷扢戱㤷搵㈸搹ㅢつ㐶昹挴昳㜷ㄴ愵晢㈰㌳慢昸㥡戱〰扢㔴㡤愸㑤晦搱ㅥ摦㍣㜴ㄷ愳㕢〶慤㑥挵敢戶㝤昳搱搳〹㍤㡥ㄱ摥愵晢㕡㔹㡣〵㌰ㅡ㘵挸㘷〴㈰㔴〰晤摣㤵昸搵㌹挰㡤慢㍡㙢挹㉡慢捡搰攴㙡㙢㥣㡥ㄸ搵ㅤ㉤㠱攸っ㙡㜰愲愳敡〱挹搵㑡㉤㐶㈸挹㐴㘷㥥敦㑣戸㜸㌲愴ㄶ挱㡤㉣愵愳㝣〰昳㘱㉡敤㘹㌷づ戴ㅢ〷㔹㡤㤲㕥㘸戴つ捡扤㤱㤹㔵っ愲㙣㄰㔳㠳㌰㤶昶戱晢㤷戰慢㈷㍤づ㠰㔰㝤搱㙦攲戶㄰㑢㤲㡥㕢㍦搸〴户昳㄰愳㉡愱〹㙥攷㔳㐳㉣昴㍣㌵〰㔲㜰㥢㠷㜰ㅢ㌷㠳戸㜱㈵㔶㐹㉤㐴〳ㄹ㡡愹㜴㤰摤㌸挴㙥ㅣ㙡㌵㑡〶愳搱㌶㄰ㅤ㠶捣慣㤲〹搱攱㜶晦愵㠴㠸㙦㘹㌵晡㐰愸㈳搰㙦㐲搴攸㠲㘸㈸㙣〲搱攵〴㘵ㄸ㌴㠱㘸㠵ㄳ愲攱攸ㄵ㠸㑥㜶㐲挴㡤㕦㈰㙡搰㐲㌴〲㐱㥣㑡慢散㐶戵摤㌸捡㙡㤴㡣㐴愳㙤㈰ㅡ㠵捣慣㤲〹搱㘸扢㝦つ㈱ㅡ㐰て㍥愸愱挶愲摦㠴㈸攸㠲㘸ㅣ㙣〲搱㌵〴㘵〲㌴㠱㘸㥤ㄳ愲㐹攸ㄵ㠸㑥搲㐲㜴㠲ㄶ愲挹〸攲㔴㍡挵㙥㑣戵ㅢ㌵㔶愳㘴ㅡㅡ㙤〳搱㜴㘴㘶㤵㑣㠸㡥戶晢㙦㈶㐴㠷搱㘳㌰㠴㍡〶晤㈶㐴搳㕤㄰ㅤぢ㥢㐰㜴ㅢ㐱㌹ㅥ㥡㐰㜴扢ㄳ愲ㄳ搱㉢㄰㑤搵㐲㌴㔹ぢ搱㐹〸攲㔴㕡㙢㌷㘶摡㡤愰搵㈸㤹㠵㐶摢㐰㔴㠷捣慣㤲〹㔱扤摤扦㤱㄰つ愳挷㥦㈰㔴ㄸ晤㈶㐴㘳㕣㄰捤㠶㑤㈰摡㑣㔰㈲搰〴愲晢㥤㄰捤㐱慦㐰㌴搲〹㔱㙡㕦㔴慤㠵㈸㡡㈰㑥愵㡤㜶愳挹㙥挴慣㐶挹㕣㌴摡〶愲㔳㤰㤹㔵㌲㈱㡡摢晤㉤㠴㠸㙦㕣㌵慡㈱㔴ㄲ晤㈶㐴㐳㕤㄰㌵挳㈶㄰㙤㈵㈸昳愱〹㐴㡦㌹㈱㕡㠸㕥㠱攸㜰㈷㐴愹㝤搱㘰㉤㐴愷㈲㠸㔳改㘹㜶攳㜴扢㜱㠶搵㈸昹㌳ㅡ㙤〳搱㤹挸捣㉡㤹㄰㉤戲晢户ㄱ愲㜱昴ㄸぢ愱ㄶ愳摦㠴愸搲〵搱搹戰〹㐴捦ㄳ㤴㜳愰〹㐴㉦㌸㈱㍡ㄷ扤〲㔱㕦㉤㐴㝤戴㄰㥤㠷㈰㑥愵攷摢㡤ぢ散挶㠵㔶愳㘴㈹ㅡ㙤〳搱㐵挸捣㉡㤹㄰㕤㙣昷扦㐶㠸昸㔶㔵㘳㌲㠴扡ㄴ晤㈶㐴㍤㕣㄰㉤㠳㑤㈰㝡㡢愰㉣㠷㈶㄰扤敤㠴㘸〵㝡〵愲晤戵㄰〵戴㄰㕤㠱㈰㑥愵㔷摡㡤㤵㜶攳㉡慢㔱戲ち㡤戶㠱㘸㌵㌲戳㑡㈶㐴㙢散晥敤㠴㘸〶㍤㡥㠶㔰㔷愳摦㠴愸慢ぢ愲戵戰〹㐴ㅦㄱ㤴㜵搰〴愲㡦㥤㄰㕤㠷㕥㠱㘸㜷㈷㐴愹㝤㔱ㄷ㉤㐴搷㈳㠸㔳改つ㜶攳㐶扢㜱㤳搵㈸戹ㄹ㡤戶㠱攸ㄶ㘴㘶㤵㑣㠸搶摢晤㍢〸搱㠹昴攰㝢㔹搵㙤攸㌷㈱敡攸㠲攸㜶搸〴愲慦〹捡㥤搰〴愲㙦㥣㄰摤㡤㕥㠱挸慦㠵愸㐸ぢ搱〶〴㜱㉡扤挷㙥㙣戴ㅢ昷㕡㡤㤲晢搰㘸ㅢ㠸㌶㈱㌳慢㘴㐲戴搹敥晦㠹㄰搵搱㘳ㄶ㠴㝡〰晤㈶㐴捡〵搱㠳戰〹㐴㜹㠵昰㝣〸㥡㐰挴摦扢㘴〳㝡㥥㝡ㄸ㔲㈰晡攵〷挷搱㜵㙡㜷晤ㄳ㝡摤㈷㈰㉤っ挵㔴扡挵㙥㍣㘲㌷ㅥ戵ㅡ㈵㕢搱㘸ㅢ㠸ㅥ㐳㘶㔶挹㠴攸㜱扢扦〸ぢ㈸㍦㉤㘸昰摤慢敡㐹昴㥢㄰㝤㠳愵㐹㍦〱昹〷㙣〲㔱㌱㐱㜹ㅡ㥡㐰搴搱〹搱㌳攸ㄵ㠸扥搴㐲戴㐳ぢ搱戳〸攲㔴晡㥣摤㜸摥㙥扣㘰㌵㑡㕥㐴愳㙤㈰㝡〹㤹㔹㈵ㄳ愲㤷敤晥㉥㠴㈸㐶て扥㙤㔵扤㠲㝥ㄳ愲㡦㕤㄰扤ち㥢㐰戴㈷㐱㜹ㅤ㥡㐰搴搵〹搱㥢攸ㄵ㠸晥愳㠵㘸扢ㄶ愲户㄰挴愹昴㙤扢昱㉦扢昱㡥搵㈸㜹ㄷ㡤戶㠱攸㍤㘴㘶㤵㑣㠸摥户晢〳㠴㠸㙦㐰㌵昸㝥㔵戵ㅤ晤㈶㐴㙦扢㈰晡㌷㙣〲㔱㌹㐱昹㄰㥡㐰搴挳〹搱挷攸ㄵ㠸摥搰㐲昴㥡ㄶ愲㑦㄰挴愹昴㔳扢昱㤹摤昸ㅦ慢㔱昲㕦㌴摡〶愲捦㤱㤹㔵㌲㈱摡㘱昷昷㈱㐴愷搱攳㔴〸昵㈵晡㑤㠸㕥㜰㐱昴ㄵ㙣〲㔱〵㐱昹〶㥡㐰㔴改㠴攸㕢昴ち㐴捦㙡㈱摡愶㠵攸㍢〴㜱㉡晤摥㙥晣㘰㌷㝥戴ㅡ㈵㍦愱搱㌶㄰晤㡣捣慣㤲〹搱㉦㜶晦㘰㐲㜴ㄶ㍤ㄶ㐱挸敢㡦㑣㠸ㅥ㜳㐱愴戰㘷ㄷ㠸㡥㈰㈸㌲挲㠴㜱㐳㥤㄰ㄵ挲㐷㈰㝡㐴ぢ㔱㡢ㄶ㈲ㅦ㠲㌸㤵㜲㜴㠹㌴㡡散㠶㘱㌵㑡㌸㤲愴㙤㈰敡㠰捣㍡㠸㡡敤晥㙡㐲㜴㉥收换攰㕢㔳ㄵ〷愵㤸㄰摤敦㠲㠸攳㐸〴愲搱〴㘵ㄷ㘸戲ㄶ㡤㜱㐲搴ㄹ扤〲搱㝤㕡㠸㌶㙡㈱敡㠲㈰㑥愵扢搹つづ敥㤰㥥㍤慣㐶挹㥥㘸戴つ㐴ㅣㄱ愲㠳㠸㠳㐴愴㝦㌲㈱攲㥢㑣つ扥㈷㔵敤㡤㝥ㄳ愲摢㕤㄰敤〳㥢㐰㌴㡤愰散〷㑤㈰㥡敥㠴愸っ扤〲搱㝡㉤㐴㌷㙢㈱攲攸ぢ㑥愵ㅣ㠱㈱㡤㜲扢搱挳㙡㤴ㅣ㠰㐶摢㐰挴㌱ㅡ㍡㠸づ戴晢㑦㈰㐴换㌱㕦挶㘵㄰㡡〳㌷㑣㠸搶戹㈰敡つ㥢㐰㌴㤳愰挸戸〸挶〵㥤㄰㜱㕣㠴㐰㜴戵ㄶ愲㌵㕡㠸㉡㄰挴愹戴搲㙥㜰〰㠴昴っ戰ㅡ㈵〳搱㘸ㅢ㠸〶㈱戳づ㈲づ愴㤰晥〶㐲㜴ㄵ㘶挷㔸〹愱〶愳摦㠴㘸㠵ぢ㈲㡥㝥㄰㠸愲〴㐵㐶㉡㌰慥搱〹搱㔰昸〸㐴㤷㌹㈱㑡㥤㠰㕣慡㠵㠸㈳ㄴ㌸㤵づ戳ㅢ㐷摡㡤攱㔶愳㠴㈳ㄲ摡〶㈲㡥㘳搰㐱㔴㙤昷㈷〹搱㕡捣㥦㜱㌵㠴ㅡ㠹㝥ㄳ愲昳㕤㄰㜱㍣㠲㐰戴㠰愰㡣㠱㈶ㅢ摡㐲㈷㐴攳搰㉢㄰晤㐵ぢ搱ㄲ㉤㐴攳ㄱ挴愹㤴攳〶愴挱㐱〲搲攰㐰〱㑥㈵㤳搱㘸ㅢ㠸愶㈰戳づ㈲づ㌶㤰晥㐵㠴攸〶捣㠴㜱㍤㠴㥡㠶㝥ㄳ愲㌳㕣㄰㑤㠷㑤㈰㕡㐲㔰攴㙥㍥攳捥㜱㐲挴扢昹〲搱愹㕡㠸ㄶ㘸㈱攲㕤㝣㑥愵扣㤳㉦㡤ㄳ散挶㠹㔶愳㠴㜷敤摢〶愲㕡㘴搶㐱㌴搳敥㕦㑡㠸㙥挵㝣ㄹ敢㈱ㄴ〷〰㤸㄰㥤攲㠲㠸昷散〵愲㑢〹㡡㜹㝦ㅤ㜱换㥣㄰昱晥扡㐰搴攴㠴㈸㜵㡥ㄶ搵㐲搴㠰㈰㑥愵ㄱ扢挱ㅢ改搲㌳挷㙡㤴㐴搱㘸ㅢ㠸㜸昷㕤〷ㄱ㙦挸㑢晦㑡㐲挴户㡥ㅡ㜷㐱愸戹攸㤷捤㘷㌵晡敤愹昴ㄴ昴攲㍦ㅥ愳㐳㙦挷㜶㙡〱㤴㜲敡㑦㔳㙣愳㜸〶㐲捤〴〲㙦攲愵慣慥㕦㤲慢戵っ慥摦㉡㍣ㅤ㤹愴摥戵捥㝡㘷愰ㄷ晦昱晣㥡㔹㙦〹㤴㜲敡ㄹ昵㡥昵慡㜷㡣㘵㜰晤搴摦㜹挸攴慥㜷㍥㝡昱ㅦ慢㠹㔹敦㔲㈸攵㥡㝡㔳扤敡㑤戱っ慥㕦捡扢ㅣ㤹摣㜸慥㐰㉦晥〳㜸戳摥ㅡ㈸攵㥡㝡攳扣敡㡤戵っ慥ㅦ㥡扢〶㤹摣昵搶愱ㄷ晦昱㤰㤷㔹敦㘶㈸攵㥡㝡搵㕥昵慡㉣㠳敢㜷摡㙥㐳㈶㜷㍤摥捥挰㝦㍣㕤㘵搶摢〸愵㕣㔳㙦愸㔷扤㈳㉣㠳敢愷捥㌶㈳㤳㥢㍦摥ㅢ挰㝦㍣㌳㘵搶㙢㠱㔲慥愹㜷㠸㔷扤㐱㤶挱昵㑢㘱㕢㤱挹扤㝣扣搰㡥晦㔸敢捤㝡摢愰㤴㙢敡昵昳慡搷搷㌲戸㝥㘸敢㜹㘴㜲搷㝢〱扤昸㡦㐷㤰捣㝡慦㐱㈹搷搴㍢搰慢㕥㑦换攰晡㥤慡户㤰挹㕤敦㙤昴攲㍦㥥晤㌱敢㙤㠷㔲慥愹㔷收㔵㉦㘰ㄹ㕣㍦昳昴ㄱ㌲戹昹晢ㄸ扤昸㡦㈷㝡捣㝡㍢愰㤴㙢敡㜵昳慡搷搵㌲戸㝥㈵改㙢㘴㜲搷晢〶扤昸㡦㐷㘹捣㝡㍦㐱㈹搷搴敢散㔵㙦㔷换攰晡㤱㈱戹挲挷㑣㘹晢㑦㕥改㤳㝡㍢捣㝡扣㌰愶慢㔷散㔵慦㠳㘵㜰晤㐶㑦㌱㌲戹昹攳㘵㌳愹昷慤㔹㡦㔷㤹㜴昵ち扤敡ㄵ㔸〶搷㑦摣散愹慤挷㙢㔰㔲敦ㄷ戳ㅥ㉦搹攸敡晤昲扤挷昷挳捦㤶挱昵ぢ㌱㜲㈱挷㠵㈷㉦攸㐸扤㐲っ㕥挱昷㔱ㅦ㡦㝡摦㝡搵晢㕦换攰晡㠱ㄵ戹㉡攲慡挷慢㈳㔲慦搸慣㌷搸愳摥づ慦㝡㥦㕢〶搷敦㤳挸㈵〶㔷㍤㕥㙡㤰㝡㥤捤㝡㍣㌳搷攱昹戱㔷扤㡦㉣㠳敢攷㍤攴㝣摤㔵㡦攷敤㔲慦㥢㔹㡦愷戹扡㝡敦㝢搵㝢捦㌲戸㝥ㅤ㐳㑥㝥㕤昵㜸ㄲ㉣昵捡捣㝡㍣㘷搴搵㝢搳慢摥ㅢ㤶挱昵攳ㄲ㜲㈶改慡挷㌳㑡愹㜷愰㔹㡦㈷㘰扡㝡㉦㝢搵㝢挹㌲戸㝥㥢㈱㡡㑣敥晤ぢ㑦捦愴㕥㍦戳ㅥ捦㘶㜴昵㥥昱慡户捤㌲戸㝥摡㘰㠱戶ㅥ捦㜵愴摥㈱㘶㍤㥥ㅡ攸敡㍤敥㔵敦㌱换攰晡㘵〰㌹㘱㈰㥥㘹挷㘷㍣㜱㤰㝡㐳捤㝡㍣捥搶搵㝢搸慢摥摦㉤㠳敢挵晡㜲昴敤攲㡦㐷攱㔲慦摡慣户搲愳摥㘶慦㝡㥢㉣㐳收扢改㑢敤摤㜴㈱㡦㙣㝢㜹扦〵摤㝣㠹㈶㐶散㠵ㄲ昲慥搸ㄲ捣㘳㘱㤸㘳っ㍢㠴㌹㤰㉦㈴㙦昲㤴搷㡦㐷㘵㠰㕥㌱摥愷ㄹ㥦ㄳ㡡㡦挷摢㘱昱ㄶ捤㥡㠸昵ぢ攲㘳昰搶㔸扥敤搰㝥㡦愳㈱ㅡ㐷㠷晡挲㤳攲㜸戱㘳晢昰㤸〴摥㐱㕢㕦㠴㥦㥤㑦㈶㐳昱愶㍦挲㈸㔷㕣㉦㉤挰搸㘳㑣收㙢㌶戵愳ㄵ㌹っ㌱昳扤㡦㡥ㄷ敤敥挴挳㝥搱㜲㍥㕦挳昹摢挶戸捡昰敡㝣㜵㉦㜸㤵摢㘲㥦昶敦㉡攳昸昰㙡㑦晣攴㉤搶ㄲ扦㤲昹㔵ㄸㄸ㈸扥㈲昲㑡敤搵㔸昱捣㠲㥣㕢㠹㌶㘸ㄳ㑤昲㑣愴㜸愶攰㠸扦㔳ㅢ㍦搵㍢㥥㐷晥㡥昸摢戴昱搳扤攳㌷愷挷摦愲㡤㍦挶㍢㥥㐷收㡥晡㌷㙡攳㡦昷㡥攷㤱戶㈳晥㍡㙤晣㐹摥昱㍣㜲㜶挴㕦愳㡤て㝡挷昳㐸搸ㄱ晦㔷㙤㝣扤㜷㍣㡦㙣ㅤ昱慢戴昱戳扤攳㜹愴敡㠸扦㔲ㅢ㝦戲㜷㍣㡦㍣ㅤ昱㤷㙢攳ㅢ扤攳㜹㈴改㠸㕦愶㡤㥦敢ㅤ捦㈳㐳㐷晣挵摡昸㠴㜷㍣㡦昴ㅣ昱ㄷ㙡攳攷㜹挷昳挸捤ㄱ㝦㥥㌶㝥愱㜷㍣㡦挴ㅣ昱攷㘸攳㑦昷㡥攷㤱㤵㈳㝥戱㌶晥㑣敦㜸ㅥ㈹㌹攲捦搴挶㉦昶㡥攷㤱㡦㈳晥㜴㙤晣㌹摥昱㍣㤲㜱挴㉦搴挶㥦攷ㅤ捦㈳ㄳ㐷晣㍣㙤晣㠵摥昱㍣搲㜰挴㈷戴昱ㄷ㝢挷昳挸挱ㄱ㍦㔷ㅢ扦捣㍢㥥㐷〲㡥昸㐶㙤晣攵㥥昱㠵晣㡥挸昹换㡡㐷㜸扦昱搹㠶㉢㔰㐷昱㝢㠴〵㡤㉢愹昱㕢㐱戴㤵搴戸㡦ㄷ敤㉡㙡摣㘳㡢戶㡡ㅡ昷扦愲慤愶挶扤愹㘸㙢愸㜱摦㈸摡㕦愹㜱㑦㈷摡搵搴戸摦ㄲ㙤㉤㌵敥㠵㐴扢㠶ㅡ昷㈹愲慤愳挶㍤㠴㘸搷㔲攳昶㉥摡㜵搴戸昵㡡㜶㍤㌵㙥㡢愲摤㐰㡤㕢㤶㘸㌷㔲攳㜶㈲摡㑤搴戸搶㡢㜶㌳㌵慥挳愲摤㐲㡤㙢愴㘸敢愹㜱晤ㄲ敤㔶㙡㕣㕢㐴扢㡤ㅡ戹ㄷ敤㜶㙡㘴㔲戴㍢愸〹愸攰㈴敤㉣㕢〹戸散戵扦攴搱捥㔳〲戲慢㔷挰㘶慦㝤〰㈸扥〲扡慢㔷挰㜷昵ち〹散㑤慢㈶㘴戸㝣㠵ㄴ㔷慦㤰攳敡ㄵ㤲㕣㜹㠵㉣㔷慦㤰收捡㈰攴戹㝡㠵㐴㔷慦㤰改敡ㄵ㔲㕤扤㐲慥慢㔷㐸㜶昵ち搹慥㕥㈱摤搵㉢攴戳㌷つ㐹㔹〹㕣扤戲㌲戸㝡㘵愵挸捣摢攱晦〱ㅦ攴晥㕡"]
[null,null,null,null,null,"Decisioneering:7.0.0.0"]
[null,null,null,null,null,"CB_Block_7.0.0.0:14"]
[null,null,null,null,null,"㜸〱捤㝤〹㝣ㄳ㘵晥㝥摦搲㠶㑥㈸戴ち慥〲ㅥ㐱㡢愰㈰㜲ちち㠸搰ち㔴慥㐲㌹扣戰㠴㌶愱㠱戴挱㈴㠵攲㠹㠸㠲㌷摥〸〸㥥慢〲慥ㄷ敢戹慥㐵昱㕡㜱㍤㝦慢㉢摥扡㍦捦㔵扣搶㜳昵晦㍣摦㤹〹㤳扣㌳㘹㝥晥敤攷攳㐰扥㝤扦敦昷㥡昷㜹㘶㈶㤳挹㍢㤳㍣㤵㤷㤷昷ぢㄶ晥攵㔲挰挶摥搵㑢ㄲ挹㔰㐳扦昲㔸㌴ㅡ慡㑤㐶㘲㡤㠹㝥愳攳昱攰㤲㠹㤱㐴戲ㅤㅣ㝣㌵ㄱ搸ㄳ㠵㌵㠹挸㈹愱愲㥡㐵愱㜸〲㑥㠵㜹㜹㐵㐵㐶㍥散㕤慤㔷愹慤ㄸ㡣㌲ち㈸攰㤵㘷昸㈸摡㔳ㄴ㔱ㄸㄴ㝥㡡づㄴ挵ㄴㅤ㈹㍡㔱㤴㔰㤴㔲散㐶戱㍢㐵㘷㡡㉥ㄴ㝢㔰晣㠱㘲㑦㡡扤㈸㔸摦攸㐶搱ㅤ愲㜸㙦㠸敡昲㌱㔳收捥挷㘸慡㤳戱㜸愸㙦㘰愶戹捥㈳㠷昶ㅢ搴㙦㐰晦晥㠷昵敢摦㌷㔰摥ㄴ㑤㌶挵㐳㈳ㅢ㐳㑤挹㜸㌰摡㌷㔰搵㌴㌷ㅡ愹㥤㄰㕡㌲㍤戶㈰搴㌸㌲㌴户晦愰戹挱挱挳〶っㅥ㌲㈴㝣昸攱挳㡡昷㐱攲㐹攵㘳慡攲愱㜰攲㌷㑡戹㉦㔳㑥㈹ㅦ搳㙦㜲㈸昹ㅢ愵摣て㈹㈷㤷㡦愹㠸㌵〴㈳㡤扦㑤捥㐲昲㌹愸㈲㔴ㅢ㈱昱愱㔰㍣搲㌸慦ㅦ㔶㍡つ㘴㘸㐳晢㡤〵摡戵挱㐴戲㍣ㄴ㡤㑥ぢ㠵挹㜹㜱〳〱ぢ挵㐳㡤戵愱㐴愷㠶愳㥢㙢㐳㔱换㥣㈸㙡㤸ㄹ㡣㑦づ㌶㠴ち搸㈸㘹㌰㌹慢慣ぢ㌵㈶㈳挹㈵ㅤㅢ㘶㈴㐲搳㠲㡤昳㐲㜴㈹㙣ㄸ搷ㄴ愹㉢㈸㔰〵〵㜹敤㝡戹慤㡣㄰搳㙦㙣扣戶扣㍥ㄸ㑦㡡㐶捡〶戸昹㍡戶づ㔹昱戴搵攲ㄶㄴ挸㠸㈲㐹搵㤱㠶〹愱㜸㘳㈸捡㈲愴慥㑦㠶㤳㘰㘲㈲㥦〲挷ㅥつ㜹㔱ㅤ慣㝤㡤㐳㘱ㄵ㈳㐰搱〳挲户㍦挴㥥ㄳ换换〳搵挱㐵挰㌷ㄱ㌸㈴㌰㙤挶愰㐰㜹昵挴挰㐰攳〰扡㤵㐱愸㠲ㅤ搸㝦㥤㘹戸て攵搷〴昳㙢收收搷搴收搷搴攵搷㠴昲㙢挲昹㌵昳昲㙢敡昳㙢㈲昹㌵昳昳㙢ㄶ挰挷㕥㡡摡户捦户㤶捡攸ㄷ㉦㉥㡦昶㍥晡㠲〱晢㥣㍥昹㠱ㅥ挳ㄴ㜷㔹搹㜷て㐴挳攸〵攱敢つ愱慤搶㐰㔹慤〱挶㐱㜴㍢ㄸ㐲愹晦挱㙡㜱搵摥昹搳㥦捦换ㅦ搸戵㜲挳捦て敦㝢挳搶㝤㍦㔶㍣〲㐸捥扥㜴㍥〴挲搷て愲晢挴㐸㌸ㄴ㈸㕦㔲ㅢ㠵㡣㈵㤲㌲摣㈱㔶摥㐳改摡ㅦ㐲愹攷慣扣扥搵〳敦晣昹攷㜱愳ㅦ㝥愴攷㈳㝦㙤㍣㝥愰攲㐱㐵昲づ愴昳㈰〸摦㘰〸㙤㕤て戳㜲づ愱摢㘱㄰㑡㍤㙤攵㥣摥ㄸ晥㜸敢㥣戹ㄳ捥㝤㘹㔳搵晣扢捦摣愱戸扤㑡捥㘱㜴㍥ㅣ挲㜷〴㠴㐷捥㐱挶㜰扡㡤㠰㔰敡㌱㉢攷つ搳慥㕤昷捣摦捦慥㕣㍦扥昷搳昱挲ㅤ摤ㄴて㜹㤲昳㐸㍡㡦㠲昰ㅤ〵㤱㘵晣㠳㡣搱㜴ㅤ〳愱搴挳㔶摥慢晤㕦慥敦㜷晣㡤㤳慦昴扦戵攳戶扦扣晤愱攲㔱㔴昲㔶搰昹㘸〸摦㔸〸㙤㕤㠷㕡攳ㅦ㐷户昱㄰㑡摤㘷攵晣晣愱〷摥ㅤ㜲㘹挹攸戳㘲㡢㌷㝥㜳晣挷㤳ㄵて捡㤲昳ㄸ㍡㑦㠰昰㑤㠴㜰㕤㔷ㅢ搷㐹㜴㥤っ愱搴㕤㔶摥昳㑦㍤㜹㘹摦戲愷愷晣改㠲㔷扦㥡㝡㕦挱㘲挵㙤㔴昲㔶搱㜹㉡㠴㙦ㅡ㠴戶慥㘶捥㠱㐶㌵摤愶㐳㈸戵挹捡㜹散挵扦㤴慤㝡㘳昱㤴㥢㤷ㅥ昵改攸㜳㍦〹㉡扥㙤㐸捥㤹㜴㥥〵攱㍢ㄶ㐲换㘹㙥慢㠳㡣攳攸㜶㍣㠴㔲㌷㕢㌹㝢㝦昹攱ㄹ㙦㕦㝡摤㤸〷ㅦ㕢晤㡦摥ㅦ摦ㅢ㔶㝣ㄷ㤲㥣㈷搲㜹㌶㠴敦㈴〸㡦㥣㠳㡤ㅡ扡捤㠱㔰㙡㠳㤵戳换㌳敢㥢ㅡ晣㐳㉢慥摤戲晥晢㉤㠱㡢搶㈹扥愹㐹捥戹㜴慥㠵昰搵㐱㘸㌹捤㕤㝤戰ㄱ愲㕢ㄸ㐲愹㙢慣㥣㥦捥㈹晥㑦搵㈳愷㡤㔹晡搴㕢挷㍥㔲㌵晢㈹挵昷㐸挹㔹㑦攷〸㠴㙦㍥㠴㤶㜳㠰㜰㍦挸攰晥㙦㐴㈱㤴扡摣捡搹昲搹搰攲㠶㐳敥㍡㘶㜹㜹晥㜳㙢昶搹㙦戴攲㕢慥攴㙣愴㜳っ挲户㄰㐲换㘹敦愳㈷搳㉤づ愱搴㐵㔶捥㉤㡦扥㔹昷搲㠳㑦㑦搹戴敦㍦捦㙥愸㕣昵㙦挵㜷㜰挹㤹愴㜳ㄳ㠴㙦ㄱ㠴㤶搳摣㐶〷ㄹ㡢改搶っ愱搴ち㉢攷昷捦昷扣敢换㘵挷㑣㌸敢挳㌷㝦晣攲愰㜵敦㉡㥥㄰㐸捥㔳攸㝣㉡㠴敦㌴〸搷㙤搴捣摢摦㌸㥤慥㘷㐰㈸㜵㤶㤵㜷捡挶搸㠸捤㜹摤挷㍤昴搹㌵㡢慥扣㍤晦〵挵㜳っ挹扢㤴捥㘷㐱昸㤶㐱㘸敢㍡㔸㌰ㅤ㘸㥣㑤户攵㄰㑡㥤㙡攵㕣㍡㘲攵昳换挶ㄷ㑥㝡愸搳摣慥㘷挴㥢敦㔱㍣㘵㤱㥣攷搲㜹〵㠴㙦㈵㠴㤶搳挴㜴㤰㜱ㅥ摤捥㠷㔰慡挹捡戹戲昶㤶㍤慡㠶晣慢㝣昳捣㜳扢㍦㌱晦挷㔳ㄴ捦㠰㈴攷㠵㜴扥〸挲㜷㌱㠴㐷捥㠱挶㈵㜴㕢〵愱㔴捣捡昹挱㍦捦㥢摦昲昴戶捡ㄵ㑦晣㘵晣昸昷〳攵㡡㈷㔴㤲昳㌲㍡㕦づ攱扢〲挲ㄵ搳㘱搶昸慦愴敢㔵㄰㑡㐵慣扣摢摦摣ㄶ㤸晦昰戱攳㔶捥㙥搷搴晤㠴扡晦㈸㥥愳㐹摥搵㜴扥〶挲户〶㐲㕢㔷㜳ㅦㅤ㘸慣愵摢㍡〸愵㙡慤㥣摤㕦戹攷晣扢〶㌴ㅦ㜳愵㜱㠳摡㜰搵攰攱㙡㉦㤸㈵攷㝡㍡㙦㠰昰㕤〷愱攵㌴户晤挱挶昵㜴扢〱㐲愹搹㔶捥㑢扡慤搸㜹㜴捦㍢㈶慣㜹攰昹㈷㡦㔷㌷摦慥㜸〶㈹㌹㙦愲昳捤㄰扥㍦㐲戸㡥摦㍣㐶つ㌶㙥愱敢慤㄰㑡捤戲昲搶摦搱攲㝦昸㠴扢捡慦摣㝣散㤰愱㜳㐲㐳㔴㌷㤸㈵敦㐶㍡㙦㠲昰㙤㠶搰搶搵摣愶〶ㄸ户搳敤㑦㄰㑡㑤戵㜲敥㑣㔶ㅤ㌹扦挳㙤㤳ㅥづ晥昴昴扣㠶搷㕥㔴㍣挷㤵㥣㜷搲昹㉥〸摦摤㄰㕡㑥㝢㍤敦愱摢ㄶ〸愵㈶㔸㌹㙦扢敢敢捦〲㕤愶㡥扤晢㥣㜳ㄲ慦㌴晦攵戱攲㝢㘱㥥㙡㥤㥡㔴挴㠳㡢㜱晥戱敢捣㜱㘰扦晥晣搷晡〹㌳捥㤷挳㐳挲㐳挳〳〶搴つ改ㅦㅣㄴ㉣っ㈰㙤慥㘷㙡摣㔵㡡挳戳㈲㡤㜵戱挵㜲敡㔶ㅣㅥㅢ㠹㈶㐳㜱㔱㑡挲昸㘳㥥㝥㡡摥㌱㝣㜴㌳㑥摡㙢捤戳扣㉥攱昲㔰㍣㠹搳摤攴㤲㕤愷㝥㝢㡦〹㈶㐲扢搴㍥㔶敥㌱戱愶挶扡㐴㜷㜷㘳㜵㌲㤸っ㜵换戴敤㑡愲㠵㔵攳㕣㌸㤴㤰㔵摡㌷㌳㙣㘶㌰摡ㄴㅡ摤ㅣ㌱捤晢㘴㤸㜱㔶ㅣ㥢敢㙤ㅤㅢて㥤㥣戲㙡㙢㌴ㅡㅦ搳ㄶ㐹㙥㙤㤴愶挹㕣慦㐰㜹㝤㉣ㄱ㙡㤴搵敢搳㔰ㄵ愹㕤㄰㡡㔷㠷昸㈱㉦㔴㈷㐳摤㠳㈶敢搴扣捦㤴㐶っㄴ㈷摢㜵晢㍢㝢〹㜴愸戱㉥㔴㠷昵㕤〸㤴㤷㑣て捥㡤㠶晥㤰收㘲搶㠴愱㙢㕡昷搸㔸㙤㔳愲㍣搶㤸㡣挷愲改㤶搱㜵㡢㠲昸㌸㔰㌷㈹㔶ㄷ㉡㤰㈵捦㤴㉡慦㕤㍢愵昲㝡扢㥤㔷㌳㜷㠲㘷摥㡥㡤㠴攷昷搹㥤ㅤㅢㄱ㥤㕤捦搸㔳㤹搱㜰㙣㘴昴㍦㈸敢㥡㌸㌷㐲㝡昷捦敡敤戲㤱㌲㘸慦昴ㅤ慦摦㌴昰〳ㅥ愲㈱敥㤵昹㘵摥㈹㜷㙤㤷慤慣愹㠳ㄵ㝥愶愷㜷ㄶ搰㈴㙤㙡摢㙢㕢攷晣晣捥搶攸㡦㕥㠴て㝤攳㠳㡤㜵搱㔰㍣敢ㄵ〹挵㌵㌲敥愳戸㥦攲〱㡡〷㈹ㅥ㠲㈸慣挰㌱捥ㄳ搱〲㜸愸㘶戵愴㜰㜱愴㉥㔹敦慢て㐵收搵㈷搱㠷㉢ㄹ㐵㐵㠴㕢㕢㡣㠷搱㘵晣㤵攲ㄱ〸扦㍦捦搷㠲扦㜹㍥㍦㤶扣㐲㝥㜲晢扦㝦扥捣㐷㤴㈱ㅦ㘷㜱戱㈱㔱搸㠰㑦捤㠹㜶敤摣㐶㍤㍥㤸愸㑦㜲㠷换㙥㘴扥慤ㄴ㡦㐲ㄴ㍦〶㌱㘹㝣㈸㡡摤昵㌷扡㑥㔱㜸〰㔲戶晡㠹㤸㘷㘶㝦㘸愸㕥搲㔸㕢ㅦ㡦㌵攲㕡㔱㐵㌰ㄹㅣ㕤㡢㡦晤〹ㄵ昴㌵㑣㡣㤵㌷㈵㝤つ攳㈳昸㔳摣㌰㉤戴㌰ㄴ㑣㤶攳㘸㥣散搸㌰ㄱ㤷っ攴㜰㔹㔹搷㕣搸㘰㝥摡慦〸㈵㙡つ㕥ㄶ愸挴搱愷搹㠷ㄶづ愷挵つ㍣㥥㠴㥡㤳㑣摤扥愱㉡㠸换ち㐹〳㑥㝤㈴捡㙣㌱戲愳昴搹搱㝥㑢㐳㠶㔲㘹㍡戲㜴㤰づ㌳㔳ㅥ㌷㄰扣㔱攲ㅤ戶挰㤲㤹㍢捡㡣㘴㈴㥡攸㘷愱摢慦㈲㠶㙢㐶㈱戹㕡㐶搴㝤㍥㙣㐷扥慣㕣㘵敥捦扣慥㌰愵㜶慥㤹ㄶ慢㌲㉥ㅥ㙢㕡戸㉦㜲晤㔶㜹㤸㉢捦搸〶戱攱㡢㡤挳㝢㕥㝢挷㉦搶摦㌳戱愷挸攲㝢ㅣ㐶敤晣挱扥昴搰〲㈳摤昰㐷ㄶ攳㐹晣昱ㅢ㡣㌱㕡㈰㜴㕢㘱ㄹ扡㕤て戴ㅥ㤷㐶ち攱㕦摣〰ㄴ愶挷㐳㜲慤愷㐸㤴㈵ぢ㐳ㅤㅢ㘶挵攲ぢ收挶㘲ぢ戸㔱㜴ㄲ㉤㔱ㅦち㈵㜹〱愵㠳㜵扤㠸㙤愵㔴扢㜶㘹㤷㐵ㅣ㔷㕡昶㐳㝥摦㌳㄰ㅤ㐷㐷愳〱㍢㘳挲户ㅤ㕤敤昰㠶攲㝢ㄶ㡤㍥戸昶㔲㌳㈹㔴ㄷ㘹㙡㤸ㄴ挳㔵挳㐰晦愱㠷昴ㅦ㜲挸挰晥〳〶〶ㄶ捡㤵挱㈰慦㡤昶㙢㡥㈶ㅡ搴㐰㡣㥡㔷㍢挲愳㠷㝦晡昹㠵敦㑦㌹敢慢ぢ摥㕣ㅡ㑢散㔴〳㉣㠳㜶㘹攵㐰㤴〸攰㘵㍣㑦昱〲挵㡢ㄴ㉦㔱扣っ愱晡㈰㤴㐷㉦戴搳ㄷ攳ㅦ搰㡤㔷㈸㕥㠵挰㜱㐷㠰㌷て㐱慡ㄷ扡㜸ㄸ㌲㕥愳搸〱愱㜸㔹㠶㝢㙣㥥昱㍡㠴㈷敤㙦挰愸搱㙥㕦摡㘹㠱ㄱ㉢㤳㕡ㅢ攳㉤㜴昸つ挶攸戴㡢㑤ㅤっㅢ愹㌷〸戵㐱㜰つ〲慢扡㈱㡤㉢㔸㕤㉤㠳㜶捤愸㉦挲〲㡣晦㤰攲㈳㡡㡦㈹㍥愱昸ㄴ㐲㜵㐶愸㍢㔸㥦搱攷㜳㡡㥤㄰ㄹ㘰ㅤ㠲㉥〱敢㑢㍡㝣〵愱づ㠵㌰挱晡ㅡ㉤㑦戰扥㠱搱昵昳㠰晤㜹戸〵づ㔸愹㕤㠰㝤㡢づ扦挱㌸ㅤ㌰戱愹晥戰戹〱㤶㙦攱愲㙤㕤捡㌲㘸ㄷ挳〶㈲㔳㠰㤵昲ㄴ〴て㕤㐶㍥㐵㍢ち㕥攵㔷㍦晥散〵㤸㡦㍥敤㈹㡡㈰㌲〰ㅢ㠴愴㍤㤸搸㑦㠷づ㄰㙡〸㔴ㄳ戰㘲愸㥥㠰㜵㠴㔱摢扡散㡢㐶㉤挸㤱〶㔶〹扣晤〶㘳㜴戰挴愶づ㐳㠸ㅢ㔸ㅦ㘳㘰慥㕢搷㐷㤶㐱扢捡㌷っ㤹〲㜸ㄹ㝢戱㕣㔷㡡㙥ㄴ摤㈹昶㠶㔰敦㜹㠲戵㉦㝤昶愳〸㐰㘴㠰㜵㌸㤲昶㘰攲晤改㜰〰㠴ㅡづ搵〴慢っ慡㈷㔸㍤㘱昴〰㙢㤰づ㐸㉦㜸晢つ挶㜸搸搴〸㤴㜵〳敢㐵㉦戰㕥戰っ摡攵换㈳㤱㈹㠰㤷搱㥦攵〶㔰っ愴ㄸ㐴㌱ㄸ㐲㍤攳〹搶㘱昴ㄹ㑡㌱っ㈲〳慣㔱㐸摡㠳㠹㡦愰挳㜰〸㌵ㅡ慡〹搶〸愸㥥㘰㡤㠴㌱换慥攸〲搸㈸㐴昸つ挶改㠰㠹㑤㡤㐱㘹㌷挰ㅥ昴〲散〱换愰㕤㤷慤㐰愶〰㕥挶㜸㤶慢愴㌸㠶㘲〲挵㐴〸㜵㡦㈷㘰㤳改㌳㠵愲ち㈲〳戰愳㤱戴〷ㄳ㑦愳㐳㌵㠴ㅡ〷搵〴㙣㍡㔴㑦挰㘶挰愸㙤㕤昶㜵攱ㄶ攴㐸摢ㄵ㘷挱摢㙦㌰㐶〷㑢㙣㙡㍣㐲摣挰扡挱ぢ慣敢㉤㠳㜶挱昹ㄸ㘴ち攰㘵捣㘱戹㈰挵㕣㡡㕡㡡㍡〸戵搶ㄳ慣㌰㝤收㔱搴㐳㘴㠰㌵〱㐹㝢㌰昱㝣㍡㉣㠰㔰㤳愰㥡㘰㐵愱㝡㠲搵〰愳敢搶攵㜹散㡡㈱挲㙦㌰㑥〷㑣㙣㙡㌲㑡扢〱㜶扥ㄷ㘰攷㔹〶敤㑡㝡ㄵ㌲〵昰㌲㥡㔹㙥〹挵㈹ㄴ愷㔲㥣〶愱捥昶〴散っ晡㥣㐹戱ㄴ㈲〳戰愹㐸摡㠳㠹㤷搱攱㙣〸㔵つ搵〴㙣㌹㔴㑦挰捥㠱㔱摢扡㑣戰〶敡㠰慣㠰户摦㘰㡣㠷㑤㑤㐷㔹㌷戰攲㕥㘰㥤㙣ㄹ戴慦〸㘶㈲㔳〰㉦㘳ㄵ换㕤㑡㜱ㄹ挵攵ㄴ㔷㐰愸〵㥥㘰㕤㐵㥦慢㈹㔶㐳㘴㠰㌵ぢ㐹㝢㌰昱ㅡ㍡慣㠵㔰挷㐱㌵挱㕡〷搵ㄳ慣㙢㘱搴挰戲扦愲㘸㐱㡥戴㕤㜱〳扣晤〶㘳㜴戰挴愶㡥㐷㠸ㅢ㔸挷㝢㠱㜵㥣㘵搰扥晢㌸ㄱ㤹〲㜸ㄹ户戲摣㙤ㄴㅢ㈹㌶㔱㙣㠶㔰搵㥥㘰晤㠹㍥㜷㔰摣〹㤱〱搶㙣㈴敤挱挴㜷搳攱ㅥ〸㔵〳搵〴㙢ぢ㔴㑦戰晥っ愳〷㔸㠳㜵㐰敥㠳户摦㘰㡣㠷㑤捤㐱㔹㌷戰挶㜸㠱㌵摡㌲㘸㕦敡捣㐵愶〰㕥㐶ぢ换㙤愵㜸㤴攲㌱㡡㙤㄰㙡戸㈷㔸㑦搰攷㐹㡡愷㈰㌲挰慡㐵搲ㅥ㑣晣㌷㍡㍣〳愱㐲㔰㑤戰戶㐳昵〴敢㔹ㄸ㌵戰散㉦㤵㕡㤰㈳㙤换㝡づ摥㝥㠳㌱㍡㔸㘲㔳晣ち捡つ慣㠳扤挰㍡挸㌲㘸摦㔶搵㈳㔳〰㉦攳㔵㤶晢㈷挵㙢ㄴ㍢㈸㕥㠷㔰〷㜸㠲昵㈶㝤摥愲㜸ㅢ㈲〳㉣㝥昱搵㠳㠹摦愵挳㝢㄰㙡〱㔴ㄳ慣昷愱㝡㠲昵㉦ㄸ㌵戰散㙦换㕡㤰㈳つ慣て攰敤㌷ㄸ愳㠳㈵㌶ㄵ㐵㠸ㅢ㔸扢㝢㠱戵㥢㘵搰扥㠶㙢㐴愶〰㕥挶㑥㤶晢㠲攲㑢㡡慦㈸扥㠶㔰ㅤ㍣挱晡て㝤扥愵昸づ㈲〳慣ㄸ㤲昶㘰攲ㅦ攸昰㈳㠴㍡ㄹ慡〹搶㑦㔰㍤挱晡㉦㡣ㅡ㔸㥥ㅦ㝢㝥㠱户摦㘰㡣づ㤶搸㔴ㅣ㘵摤挰晡攱扦ㅥ㘷昲摦㕢〶敤晢㐵㕥扢ぢ攰㘵ㄴ攵㐳㜰㌲㤲攱愷攸㐰㔱っ愱扥㐲愸晢攷挴㑥昴㈹愱攰扣愵っ戰㥡㤰戴〷ㄳ敦㑥㠷捥㄰㙡㌱㔴ㄳ慣㉥㔰㍤挱摡〳㐶つ㉣晢晢捤ㄶ攴㐸摢戲昶㠴户摦㘰㡣づ㤶搸㔴㌳㐲摣挰㝡搷ぢ慣㜷㉣㠳昶挵改㈹挸ㄴ挰换〸戰㕣て㡡晤㈹づ愰㈸㠳㔰㍢㍣挱㍡㤰㍥扤㈸㝡㐳㘴㠰㜵㉡㤲ち㔸〷搳愱て㠴㍡ㅤ㕤㈶㔸㝤愱㝡㠲㜵〸㡣慥攷㕡昶ㄷ户㉤挸㤳〶搸愱㠸昰ㅢ㡣搳〱ㄳ㥢㍡〳㈱㙥㠰晤捤ぢ戰愷㉤㠳昶㡤昰㔲㘴ち攰㘵っ㘳戹挳㈹㡥愰ㄸ㑥㌱〲㐲㍤收〹搸㤱昴ㄹ㐵㜱ㄴ㐴〶㘰㘷㈱愹〰㌶㠶づ攵㄰敡㙣㜴㤹㠰㔵㐰昵〴散㘸ㄸ戵慤换晥㐶扡〵㌹搲挰ㅡ〷㙦扦挱ㄸㅤ㉣戱愹攵〸㜱〳敢㙥㉦戰敥戲っ摡㔷摤晣㠶㍢㠰㤷㔱挵㜲㔳㈹愶㔱㔴㔳㑣㠷㔰㥢㍣挱㥡㐹㥦㔹ㄴ挷㐲㘴㠰戵〲㐹〵慣攳改㜰〲㠴攲搷攴㈶㔸㈷㐲昵〴㙢㌶㡣ㅡ㔸昶㔷敤㉤挸㤱〶㔶つ扣晤〶㘳㜴戰挴愶捥㐷㠸ㅢ㔸㙢扣挰扡挶㌲㘸摦攱㕦㠸㑣〱扣㡣㝡㤶㡢㔰捣愷㔸㐰ㄱ㠵㔰㤷㝢㠲搵㐸㥦ㄸ挵㐲㠸っ戰㉥㐲㔲〱㉢㑥㠷〴㠴扡〴㕤㈶㔸㐹愸㥥㘰㌵挱攸〱㤶换㔹晣㘲㜸晢つ挶攸㘰㠹㑤慤㐲㔹㌷戰㤶㜹㠱㜵㤶㘵搰㈶㈷㕣㠶㑣〱扣㡣愵㉣㜷ㄶ挵㌲㡡戳㈹㤶㐳愸㔳㍤挱㍡㤷㍥㉢㈸㔶㐲㘴㠰㜵㌹㤲ち㔸攷搳攱〲〸㜵㈵扡㑣戰㉥㠴敡〹搶㐵㌰扡ㅥ户散挹ㄱ㉤挸㤳戶㜵㕤㠲〸扦挱㌸ㅤ㌰戱愹慢㄰攲〶搸㝣㉦挰㈲㤶㐱㥢㜵戱ㅡ㤹〲㜸ㄹ慢㔹敥ㅡ㡡㌵ㄴ㙢㈹搶㐱愸㕡㑦挰搶搳㘷〳挵㜵㄰ㄹ㠰㕤㠳愴〲搸つ㜴戸ㄱ㐲慤㐵㤷〹搸㑤㔰㍤〱扢ㄹ㐶㙤敢戲㘷㝤戴㈰㐷ㅡ㔸户挰摢㙦㌰㐶〷㑢㙣㡡㜳㐴摣挰㥡收〵搶㔴换愰㑤㈷㔹㡦㑣〱扣㡣㍢㔹敥㉥㡡扢㈹敥愱搸〲愱㈶㜸㠲㜵㉦㝤敥愳戸ㅦ㈲〳慣つ㐸㉡㘰㍤㐸㠷㠷㈰搴昵攸㌲挱晡ぢ㔴㑦戰ㅥ㠶㔱〳换㥥捥搲㠲ㅣ㘹㘰㍤〲㙦扦挱ㄸㅤ㉣戱愹ㅢ㄰攲〶搶ㄱ㕥㘰ㅤ㙥ㄹ戴㜹㌲㌷㈱㔳〰㉦攳㈹㤶㝢㥡攲㙦ㄴ捦㔰㙣㠷㔰㠳㍣挱晡㍢㝤㥥愳㜸ㅥ㈲〳慣㥢㤱㔴挰㝡㤱づ㉦㐱愸㕢搰㘵㠲昵㌲㔴㑦戰晥〷㐶搷㕤搱㥥晦搲㠲㍣㘹㠰扤㠲〸扦挱㌸ㅤ㌰戱㈹捥敡㜱〳㙣㝦㉦挰㝡㔸〶㙤〲搰㐶㘴ち攰㘵扣捤㜲敦㔰扣㑢昱ㅥ挵晢㄰慡扢㈷㘰晦㑢㥦て㈸㍥㠴挸〰㙣ㄳ㤲ち㘰ㅦ搳攱ㄳ〸㜵㍢扡㑣挰㍥㠵敡〹搸扦㘱搴戶㉥㝢〲㔲ぢ㜲愴㠱昵㌹扣晤〶㘳㜴戰挴愶㌸㕤挹つ㉣扦ㄷ㔸㠶㘵搰㘶㌶摤㠹㑣〱扣㡣敦㔸敥㝢㡡ㅦ㈸㝥愴昸〹㐲戵昳〴敢㘷晡晣㐲挱挹㔱ㄹ㘰㜱㤲㤴㠰㤵て㥢搱づ㐲摤㠳㉥ㄳ慣〲愸㥥㘰㜱收扢〶㤶攷㤶搵ㅥ摥㝥㠳㌱㍡㔸㘲㔳㕢㔰搶つ慣㉦㝦昲昸攸昳㠵㘵挸㥣戲㔵㜸ㅦ㌲㘵㝥㌷㉤搳捦㔳㤳㔹ㅣ搳㘴㍡挱搹ㄷ㥥搱ㄸ㐹㈶㍡㠴㐷㌷㈵㘳㘳㈳挹㡡㐴戲㌸っ㠱愶㠴㜴㤳㜹ㅦ㡥愰㍥攱㤹㤱搰攲改昸ㄶ㜶㍦摤㠴㤹昹攵㑤㠹㘴㑣扥㜶摦㔷户㔷挴㈶挷㤲ㄵ㤱挴挲㘸㜰㐹㤹㡢搹戴捣慡て㌵㘲㈲㔲ㅣ昳㤱㕡㜳㡡㉤㕣ㄸ慡㜳㔹挷敡㔸㔳扣㌶㔴㔹昱㝢㤸捡愴捣昹〳搸㑥㌹㠹㐹昵昴㥥扡攳挰㝤ㅦ㜰㤳㡦慦慦搵慦㥢〹攳㉢挵收愶捡㜰户っ晥收戱㉣㘷愶㘰㙡捡晤慤㙥㈰㡥愹㔱ㅤ攰散て㠳㔴戳慦愳㌵昷慥戲㌱ㄱ愹ぢ昹㉤㙤㔲愴戱㤳搵㥣搲㤴㑣戳〴㥢㍢㕢ㄶ㝣挳㍥愵ㄱ挴搷〶攳㜵扦〷㑥㌰㌰㉣㈶㈱捡㠷㝦扦づ㘶㌳㑤㕥摥㑥㕥挲攰戲昳㑣ㅣ㘵㠸㌳攷ㅦ戹㑥㜶㐸敤㠸㘸㌸㘶㤵㤵挰扦㈳愱㑥㜵ㄷ㔱㥢ㄴち㌶ち〳搵挹扡㡡搰愲㑥攲ㄱ挲愶㡤㕢㘱愲愱捥改慡捣㠵㌱挲愳攷㈶㘲搱愶㘴愸㔳慡㈵扢戸ㄱ㥥ㄶ㡡㘲戲挲愲㔰㜱慡㔵㔵㥢挴ㅣ捡㔴㍥捥晥晢晤戰〳㐴ち㉣㠶㤴㜰攴换㜲㘴㑢ㅦ〴昷㥥㕦挹㈸㠸っ换昲搹㈸戵收ㅡ㉥户㡤捡戳ㅢ攴ㄶ攴㜲㕥㔹敥㔳〰戹ㄷ㜵戶㘷愶㥡挷㌶㌹㙣ㄵ摢㝤㥣㝤搷㌱㉣㐷㍣㑣戱攵㕤㔰㈵摣㙤愲戸㍤㉤ㄹ愹つ㐶愳㑢㍡㠵㉢ㅢ㙢愳㑤㜵愱㠹挱戹愱愸㝤戴㡥挵ㅢ㝥㈷㝣ㄵ㜰昳㌷戹捡㠲㡢㌵㉦戲ㄲ户つ摡ㄳづ㝦昵〱づ搷攰散㌷㔴攴㌰㘹㜹〸㉢昱㝦㥥㙢改㐷搰敥扢㘶ち换㡤㘵㌸愴㘹㕤㍣㤶㜱㐲㕡㙡扡愶散㙤づ户㠹戱㠹㌱㑣愵慤㜳㜴㡤㡦㤸㕤扦㥢㝤㑡㈸昲昹㝣扦昶㙤〵㔸㘱搹㘹捤㘶挱挱捥搴㐷昱摣㡡㍢挶挳搰㌳愷戲㌹㑥㍦攴ㅤ㕦づ㠰愵㜰㉣攱搱换㍣㕤㤸ㅥ㐹㐶㐳ㅤ挲㘲㤷㜶ㄱ㜷〷愲搹㍥㍣扤ㅥ搳扦㉡㍡㠶挷挵㈳㜵搱㐸㘳㠸愷ㅥ㤸摡捤㥢昹㈶㠶收㘱ㄲ㜲㔵㉣ㄱ攱ㅣ慣㡥攱改昱㘰㘳㘲㈱㘷晦搵㉥搹㍤㑤ㄳ戲ち挳㘳㈲㡤搸㜹捣㥡㙣㤷㠴慢敢㘳㡢㜱㡢㙢㔳㐳攳戸攰挲挴敦㠲㈸敢慤〴〸㤹㝢㔴扥捡捦㔷㐵昹㐵扦昶㍤ち㕢㌸㔲㜲㉥㔰㍥㠵㐵搵㕦搱捡戲慦㤲㈵㙢ち㌸昷㔵慥㔳摡㉤㥢慥昳㔲㔳昷〷昳昸㙢㜴挱づ㕡扣〷㐴攵戸ㄹ㤵扢㙥ㅣ昸晦戹搹戶昰ㄱ㈴捥昲㉥㈰㕢㐵㙡㤲昲ㅥ㜰敥㘴㙥㈹散攳㠶㘳〸攱搴㌲户㍥㝦㔸㝣戸㈱攲㡤㤳敥㙣㡥挵扣搲㘲散昷㌸敡㘲㍡㉥づ户㥤㑣㠵攷㜰つ挱㘸挲戲㤵挷ㅡㅡ㠲摣戲戸㔵㔶攳㤰ㅤ㉡㤲ㄳ㙡ㅣ㐸㡣㌰㠴㙣㝥㔶㔷戰ㄹ㕤挱㘶改挲㍢㌱㙦㍣㤰㌶㜳挵收〵攳㤱㘴㝤㐳愴戶㠸ち㙦づ昸㕤㙣㤲搸㠲ち〰愶扤挸㜶㠹戳搳捣戹扦收㜴㔵戰摤てㅦㄸ〸ㅤ搹挷㠶㥢㉦㙦摦敡㔷捥敡挶改慢挱搳㔹㘳㑦㠸㐲㝣㤸㐳㠷戵㡦㌸捥扢搰㈳挷愰㠲慤㜰挸㍡搷戶㍤ㅣ晣ㄳ㘳挱扡戱戸㔳㈴ㄶ㙦㙦摤〵㕥〴ㄲ㜹散㠸㤷㜲㝡㜵㌹敥㐱挰扤つ㡢㜰愲ㅢ㉦㘲㐷㌵㘶㉥ㄷ㜰㘲戶捦㘴㡢㝢㘷㕥㘱㘱㠷㈲户㕡㤵㜶慥㌲㙢扥愹昳㉥晡㑡㉤晦愷㔳㠷攱㄰捡〱昰㕣挱搸㡢㠳敤ち愱ㅥ㠵捡昱㘴㌸㜴愳㐳㜷愲戱つ挶捣晤挱㜳㉥㌲〲昲ちㅢ㌸㐷扡愸㠱挳挱㌹㠵て㌳愷㌱搷ㅡ㤰昸㍡ㄴ㍤〶扢戱㌷扣㥥摤扥㝤㈴摡㜹敡㐹〸扢㍥㌷〰㙢〵昷㠱㡦戱㉦㠴㝡ㅥ㥤晣捣改摢㡦ㅡ㍥㙦〴昰搷昱㜹㐳㜱㑡㉢㍦㜳搸㡢㠳㌱㤳㉦昵㈲㑣㍣㕢收㐱慡戵㌳㉦昵ㄲ晣㜸昶㠵㙦慡戸づ㉤㘸搹㙦晦敡㘵㈸㍣〵㌰ㄷ捦㌷㈹挵㜹戳㝣愳捡㜳㍤㌰慡㔷㘰攱挱搱㌸㠰㐳㝡ㄵ㉤ㅥ㜴戸ㄱ㜲㡣㐶㑦㠸㔶㌷㐲昵ㅡ㈲㙣攰ㄸ㙤〱㜷㈰㌳昴㘲摥ㅤ敥づ扤改㜰㄰ㅤ㌸㐷㤷散ㅡ〷㐳㑢ㄱ昲㤶㈳捣㐱㐸ㅦ㠶昵㘵ㄸ愷挶ち㈱㠷㔰〳㈱晤昰搷㐹〸愷捤㘶㈷攴㘳㜸攴㑣挸㈷㜰㌶〹㌹㤴敢搰〲㌵㐵〸愷攴收㐲挸㘷昰换㐲挸攷㌰ぢ㈱〳㌸愴㥤搰㙣㐲㌸㐶㘳㄰㐴敢㠴㝣㠹㌰ㄷ㐲〶㌳挳㄰收晤捡摤攱㌰㍡っ愵挳搷㜰㄰㐲㠶㐱㑢ㄱ昲慤㈳捣㐱挸攱っ㍢㠲㘱摣慣㠵㤰攱搴㐰挸〸晣㜵ㄲ挲㘳㔹㜶㐲昲攱㤱㌳㈱敤攰㙣ㄲ㌲㤲敢搰㈲挵捣ㄳ㘴挵搳昴㕣〸昱挱㉦ぢ㈱敤㘱ㄶ㐲㐶㜱㐸㐵搰㙣㐲㌸㐶㘳㌴㐴敢㠴昸ㄱ戶ㄵ㉢㤷㜱㘸ㅢ挳っ攵捣摢挱摤愱㠲づ㐷搳愱ㄸづ㐲挸㔸㘸㈹㐲㑡ㅣ㘱づ㐲挶㌱㙣㍣挳昶㠲㠳㄰㔲㐹つ㠴ㅣ㠳扦㑥㐲㌸昵㌷㍢㈱摤攰㤱㌳㈱摤攱㙣ㄲ㌲㠱敢㤰㐶挸摥戰攵㐲〸攷ㄷ㘷㈱㘴㍦㤸㠵㤰㐹ㅣ㔲〰㥡㑤〸挷㘸㑣㠱㘸㥤㤰晤ㄱ戶㔵㈷愴㡡ㄹ愶㌲敦〱敥づ搳攸㔰㑤㠷㌲㌸〸㈱搳愱愵〸改攵〸㜳㄰㌲㠳㘱㌳ㄹ搶ㅦづ㐲挸㉣㐹㠲慦㝢昱搷㐹〸愷ㄷ㘷㈷㘴㈰㍣㜲㈶㘴㄰㥣㑤㐲㡥攳㍡愴ㄱ㌲ㄸ戶㕣〸攱ㅣ收㉣㠴っ㠵㔹〸㌹㠱㐳ㅡ〶捤㈶㠴㘳㌴㘶㐳戴㑥挸ㄱ〸摢慡ㄳ㜲ㄲ㌳搴㌰敦㜰㜷㠷㌹㜴〸搲㘱〴ㅣ㠴㤰戹搰㔲㠴㡣㜲㠴㌹〸愹㘵㔸ㅤ挳挶挳㐱〸〹㔱挳ㅥㄲ挶㕦㈷㈱㥣扥㥣㥤㤰㘳攰㤱㌳㈱ㄳ攰㙣ㄲ㌲㡦敢㤰㐶挸㐴搸㜲㈱㠴㜳愴戳㄰㌲〵㘶㈱㈴挲㈱㔵㐱戳〹攱ㄸ㡤〵㄰慤ㄳ㌲つ㘱㕢㜵㐲愲捣搰挰扣搵敥づ㡤㜴㠸搱㘱㍡ㅣ㠴㤰㠵搰㔲㠴捣㜲㠴㌹〸㌹㤹㘱㜱㠶捤㠱㠳㄰㤲愰〶㐲攴〱㑣扢慥敡慡㈰ㅣ戲ㄳ㌲ㄷㅥ㌹ㄳ㔲ぢ㘷㤳㤰㈶慥㐳ㅡ㈱㜵戰攵㐲㐸ㄸ㝥㔹〸㤹〷戳㄰戲㤸㐳慡㠷㘶ㄳ挲㌱ㅡ㑢㈰㕡㈷㘴㍥挲戶敡㠴㥣挲っ愷㌲敦〲㜷㠷搳攸㜰㍡ㅤ愲㜰㄰㐲捥㠰㤶㈲㈴收〸㜳㄰㜲㈶挳㤶㌲慣ㄹづ㐲挸㔹搴㐰挸㌲晣㜵敥㈱㥣㠲㥤㥤㤰㔳攰㤱㌳㈱愷挲搹㈴攴㙣慥㐳ㅡ㈱愷挱㤶ぢ㈱㥣攷㥤㠵㤰㌳㘱ㄶ㐲捥攱㤰㤶㐲戳〹攱ㄸ㡤ㄵ㄰慤ㄳ戲っ㘱㕢㜵㐲㔶㌲挳㜹捣㝢戶扢挳昹㜴戸㠰づ换攱㈰㠴㕣〸㉤㐵挸ち㐷㤸㠳㤰㡢ㄸ㜶㌱挳㔶挱㐱〸戹㠴ㅡ〸㔹㠵扦㑥㐲㌸捤㍢㍢㈱㤷挱㈳㘷㐲㉥㠷戳㐹挸愵㕣㠷㌴㐲慥㠰㉤ㄷ㐲㌸㤷㍣ぢ㈱㔷挳㉣㠴㕣捥㈱慤㠶㘶ㄳ挲㌱ㅡ㔷㐲戴㑥挸ㅡ㠴㙤搵〹戹㡡ㄹ慥㘶摥戵敥づ慢改㜰つㅤ搶挱㐱〸㔹〳㉤㐵挸〶㐷㤸㠳㤰戵っ㕢挷戰㕢攱㈰㠴㕣㑢つ㠴慣挷㕦㈷㈱㥣㑡㥥㥤㤰㡤昰挸㤹㤰㑤㜰㌶〹搹挰㜵㐸㈳㘴㌳㙣戹㄰挲昹敡㔹〸戹〳㘶㈱攴㝡づ改㑥㘸㌶㈱ㅣ愳㜱㈳㐴敢㠴摣㡤戰慤㍡㈱㌷㌱挳捤捣㝢㡦扢挳ㅦ改㜰ぢㅤ戶挰㐱〸戹ㄵ㕡㡡㤰晢ㅣ㘱づ㐲㙥㘳搸㐶㠶戵挰㐱〸搹㐴つ㠴㙣挶㕦㈷㈱㕢攱㤰㥤㤰㐷攱㤱㌳㈱㡦挱搹㈴攴㜶慥㐳ㅡ㈱摢㘰换㠵㤰㈷攰㤷㠵㤰㈷㘱ㄶ㐲敥攰㤰㥥㠲㘶ㄳ挲㌱ㅡ㜷㐱戴㑥挸摦㄰戶㔵㈷攴㙥㘶戸㠷㜹㥦㜱㜷搸㐲㠷㍦搳㘱㍢ㅣ㠴㤰㝢愱愵〸㜹捥ㄱ收㈰攴㍥㠶摤捦戰㔷攱㈰㠴㍣㐰つ㠴㍣㠸扦㑥㐲㌸㈵㍥㍢㈱慦挱㈳㘷㐲㜶挰搹㈴攴㈱慥㐳ㅡ㈱慦挳㤶ぢ㈱㥣㜷㥦㠵㤰户㘰ㄶ㐲ㅥ收㤰摥㠶㘶ㄳ挲㌱ㅡ㡦㐰戴㑥挸扢〸摢慡ㄳ搲挲っ㕢㤹昷㍤㜷㠷㐷改昰ㄸㅤ摥㠷㠳㄰戲つ㕡㡡㤰てㅣ㘱づ㐲ㅥ㘷搸ㄳっ摢〹〷㈱攴㐹㙡㈰攴㈹晣㜵ㄲ挲㘹昷搹〹昹ㄲㅥ㌹ㄳ昲ㄵ㥣㑤㐲㥥收㍡愴ㄱ昲㌵㙣戹㄰挲戹晤㔹〸昹ㄶ㘶㈱攴ㄹづ改㍢㘸㌶㈱ㅣ愳昱㉣㐴敢㠴晣㠰戰慤㍡㈱㝦㘷㠶攷㤸昷㐷㜷㠷攷改昰〲ㅤ㝥㠲㠳㄰昲㈲戴ㄴ㈱扦㌸挲ㅣ㠴扣挴戰㤷ㄹ㔶㠴㙢扤㐲挸晦㔰〳㈱晦挰㕦㈷㈱㥣摡㥦㥤㄰㍦㍣㜲㈶愴〳㥣㑤㐲㕥攱㍡愴ㄱ㔲っ㕢㉥㠴昰晥㠱㉣㠴㤴挰㉣㠴晣㤳㐳㉡㠵㘶ㄳ挲㌱ㅡ㍢㈰㕡㈷㘴㜷㠴戹㄰昲㍡㌳扣挱扣㥤摤ㅤ摥愴挳㕢㜴攸〲〷㈱攴㙤㘸㈹㐲昶㜴㠴㌹〸㜹㠷㘱敦㌲㉣〰〷㈱攴㍤㙡㈰攴㝤晣㜵ㄲ挲摢〷戲ㄳ戲㍦㍣㜲㈶攴〰㌸㥢㠴晣㡢敢㤰㐶㐸ㄹ㙣戹㄰挲㝢ㄴ戲㄰搲ぢ㘶㈱攴〳づ愹㌷㌴㥢㄰㡥搱昸〸愲㜵㐲づ㐶㤸ぢ㈱ㅦ㌳挳㈷捣摢挷摤攱㔳㍡晣㥢づ㝤攱㈰㠴㝣〶㉤㐵挸愱㡥㌰〷㈱㥦㌳㙣㈷挳㠶挱㐱〸昹㠲ㅡ〸昹ㄲ㝦㥤㠴昰昶㠴散㠴ㅣ〱㡦㥣〹ㄹづ㘷㤳㤰慦戸づ㘹㠴㡣㠰㉤ㄷ㐲㜸て㐴ㄶ㐲㐶挱㉣㠴㝣挳㈱ㅤ〵捤㈶㠴㘳㌴扥㠵㘸㥤㤰㌱〸㜳㈱攴㍢㘶昸㥥㜹换摤ㅤ㝥愰挳㡦㜴愸㠰㠳㄰昲ㄳ戴ㄴ㈱攳ㅣ㘱づ㐲晥换戰㥦ㄹ㔶〵〷㈱攴ㄷ㙡㈰㈴㡦㙥㡥㑦敡扣〵㈲㍢㈱搳攰㤱㌳㈱搵㜰㌶〹攱ㄷ㜴改㠴㑣㠷㉤ㄷ㐲㜸㥦㐵ㄶ㐲㘶挱㉣㠴戴㐳〵㜵㉣㌴㥢㄰㡥搱㈸㐴㙦敢㠴ㅣ㡦㌰ㄷ㐲㝣㕣改昶捣㝢㠲扢㐳ㄱㅤ昸捣㘸㜵㈲ㅣ戶〱㑢挳て㉤㐵㐸㡤㈳っ晤昶昷㉣ㅤ搰㌶㡡㈱㔴㍤ㅣ㠴㤰㡥搴㐰㐸㈷扡㌹〸攱㙤ㄶ搹〹㤹て㡦㥣〹㔹〰㘷㤳㤰ㄲ慥㐳㡢ㄴ戳㉥扦㐷㘱换㠵㄰摥换㤱㠵㤰ㄸ捣㐲挸㙥ㅣ搲㐲㘸㌶㈱ㅣ愳搱ㄹ愲㜵㐲攲〸㜳㈱愴ぢ㌳散挱扣〹㜷㠷㍦搰㘱㑦㍡㈴攱戰つ挳㌳昶㠲㤶㈲㘴戱㈳っ晤㌶㈱㕤搱㌶扡㐱愸愵㜰㄰㐲扡㔳〳㈱㝢搳捤㐱〸㙦攵挸㑥挸㌲㜸攴㑣挸搹㜰㌶〹搹㠷敢搰㈲挵㉣㐲㤶挳㤶ぢ㈱扣㕦㈴ぢ㈱㉢㘰ㄶ㐲昶攳㤰㔶㐲戳〹攱ㄸ㡤ㅥ㄰慤ㄳ㜲㍥挲㕣〸搹㥦ㄹづ㘰摥ぢ摣ㅤ捡攸搰㤳づㄷ挲㘱ㅢ㠶㘷ㅣ〸㉤㐵挸㈵㡥㌰昴摢㠴昴㐲摢攸つ愱㔶挳㐱〸㌹㠸ㅡ〸㌹㤸㙥づ㐲㜸慢㐸㜶㐲搶挰㈳㘷㐲搶挲搹㈴愴て搷愱㐵㡡㔹㠴慣㠳㉤ㄷ㐲㜸㍦㑡ㄶ㐲㌶挰㉣㠴ㅣ挲㈱㕤〷捤㈶㠴㘳㌴づ㠵㘸㥤㤰ㅢ㄰收㐲㐸㝦㘶ㄸ挰扣㌷扡㍢っ愴挳㈰㍡摣〴㠷㙤ㄸ㥥㌱ㄸ㕡㡡㤰㕢ㅣ㘱攸户〹ㄹ㠲戶㜱ㄸ㠴扡ㄳづ㐲挸㔰㙡㈰㘴ㄸ摤ㅣ㠴昰㜶㤴散㠴摣つ㡦㥣〹戹〷捥㈶㈱㠷㜳ㅤ㕡愴㤸㐵挸ㄶ搸㜲㈱㠴昷扣㘴㈱攴㍥㤸㠵㤰攱ㅣ搲晤搰㙣㐲㌸㐶㘳㈴㐴敢㠴㍣㠸㌰ㄷ㐲㡥㘴㠶㔱捣晢㤰扢挳㔱㜴ㄸ㑤㠷扦挰㘱ㅢ㠶㘷㡣㠱㤶㈲攴ㄱ㐷ㄸ晡㙤㐲捡搱㌶㉡㈰搴㔳㜰㄰㐲㡥愶〶㐲挶搲捤㐱〸㙦㜹挹㑥挸摦攰㤱㌳㈱捦挰搹㈴㘴ㅣ搷愱㐵㡡㔹㠴㙣㠷㉤ㄷ㐲㜸㕦㑤ㄶ㐲㥥㠳㔹〸愹攴㤰㥥㠷㘶ㄳ挲㌱ㅡㄳ㈰㕡㈷攴㐵㠴戹㄰㌲㤱ㄹ㈶㌱敦㑢敥づ㤳改㌰㠵づ㉦挳㘱ㅢ㠶㘷㔴㐱㑢ㄱ昲㡡㈳っ晤㌶㈱㔳搱㌶愶㐱愸户攱㈰㠴㔴㔳〳㈱搳改收㈰㠴户搴㘴㈷攴㕤㜸攴㑣挸㝢㜰㌶〹㤹挱㜵㘸㤱㘲ㄶ㈱敦挳㤶ぢ㈱扣㙦㈷ぢ㈱ㅦ挰㉣㠴捣攲㤰㍥㠴㘶ㄳ挲㌱ㅡ挷㐱戴㑥挸挷〸㜳㈱攴㜸㘶㌸㠱㜹㍦㜱㜷㌸㤱づ戳改昰㈹ㅣ戶㘱㜸挶㐹搰㔲㠴㝣敥〸㐳扦㑤㐸つ摡挶ㅣ〸昵ㅤㅣ㠴㤰㈰㌵㄰㌲㤷㙥づ㐲㜸摢㑥㜶㐲㝥㠰㐷捥㠴晣〸㘷㤳㤰㕡慥㐳㡢ㄴ戳〸昹〹戶㕣〸攱扤㐱㔹〸昹〵㘶㈱㈴挴㈱攵攱㔴搷㈶㠴㘳㌴收㐱戴㑥㐸㍥挲㕣〸愹㘷㠶〸昳戶㜳㜷㤸㑦㠷〵㜴㈸㠰挳㌶っ捦㠸㐲㑢ㄱ搲摥ㄱ㠶㝥㥢㤰〶戴㡤㐶㠸挲摤攰㤰摢㡤㈶㥣つ㔷敡戸晢㠷戳㈴ㄳ扢㠵愷㌶〵愳昸戱㡤㈹㤸㠸㥥㘴搷敦㘱ㅡ㘲㠱㜹㍢㐰收戳愳搳㝦㠳〳昷搰挸㄰㑥㤸扤㉦㐶㤶㠹㐱扡慦㌵戶〴㍤㝦摤敤〲晥挲㑢㝦晣攵㤷摣慡㈸㔴㘹扦㠸捦㉢慤愹挹㉢㘲㑤㤰〴敡㌸㜱㝡㜷㌴戳捣挶捤㤸㌹捦㑣㥤㜷㑤㈹攴㌴搱㍥㔱晥㉣㡦摢㕣挴昴㐹戹ぢ戱㜵愸㉥愸挶ㅣ挶挹搴慣ㄵ㈹摣ㄳ扤慤捥攸㐴〰㙥〹攲摣捥敡攴㤲㈸收搳戲挹愷㜰㥡㉤㑥㉢㌴捤㔸扤㔸扣〰昷㍥㘵㍥㜶㌷ㄵ㝢㉦㔲㜵攸㤲昱㤸㘳〹愳㘵て慣㑤攱挵〰搷㌳㍥ㅤ㑦挶㜰昱㈵戰㡡㕤㈶㐵㙡攳戱㐴㉣㥣挴敦愶㌴㈶〲㝣昰㌵㥥㕣搳㝦㜴攱㠵挸攸㕡㤳〳㉢㘸攴㉦捡〸㐵晥〵㡤戱挵㡤戲㌶㠵〹㍥晦㕢昰㙡摦㥥㘵㜸换㠰㉣〷〰扣搲扤戰愲㕣㑡扢摡㡤㙥㜶愳扢搵㈸搹ㅢつ㐶昹挴昳㌷ㄴ愵晢㈰㌳慢昸㥡㌰㠰摤捡挷搴愴晦㔸㡥㙦ㄱ扡㡢搱㉤㤳㔶愷攱㔱搹扥挵攸改㠴ㅥ挷っ敦搲㝤慤㉣㐶㌳㡣㐶て攴㌳〲㄰㉡㠰㝥ㅥ㑡晣敡ㅣ攰挶㑤㥤戵㘴㤳㔵㍤搰攴㘶㙢㥣㠶ㄸ㜵〰㕡〲搱改搴攰㐴㐷搵ㄳ㤲㥢㤵㕡㠶㔰㤲㠹㑥㍣㠰〰㉥㈴㐳㉤㐵て〹㐹〷昴㐰㠶㘲㈹敤㘵㌷㝡摢㡤㠳慣㐶挹挱㘸戴つ愰㝤㤰㤹㔵っ〲㙡㄰㍥㠳㠸㤵昶戵晢㤷戳慢ㄷ㍤づ㠴㔰晤搰㙦㐲戴〴㈳㐹㠷攸㔰搸〴愲㤵㠸㔱〳愰〹㐴攷㔱㐳㉣昴㍣㌵〸㔲㈰㕡㠴㜰ㅢ㈲摦〵㜰昱摣㠸㔵搲ㄵ户挱捣㠷愵㜴㠸摤㌸捣㙥っ戵ㅡ㈵挳搰㘸ㅢ摣づ㐷㘶㔶挹挴敤〸扢㝦ㄵ㜱攳㤳㔶㡤扥㄰㙡〴晡㑤摣ㅡ㌴摣㐶挲㈶戸㕤㐱愴㐶㐱ㄳ摣慥㜴攲㌶ㅡ扤㠲摢㝣〷㙥扢㌶慤㝡㔷㠸挶㈰㠸㑢㘹戹摤愸戰ㅢ㐷㕢㡤㤲戱㘸戴つ㐴攳㤰㤹㔵㌲㈱ㅡ㙦昷慦㈳㐴㠳攸挱ㅢ㌵搴㌱攸㌷㈱ち㙡㄰㑤㠰㑤㈰扡㡥愰㑣㠲㈶㄰㕤敦㠴㘸ち㝡〵愲㤳㕣㈱㍡搱ㄵ愲㉡〴㜱㈹㥤㙡㌷愶搹㡤㙡慢㔱㌲ㅤ㡤戶㠱㘸〶㌲戳㑡㈶㐴㌳敤晥㕢〹搱攱昴ㄸ〶愱㡥㐵扦〹搱っつ愲攳㘰ㄳ㠸㌶ㄳ㤴ㄳ愰〹㐴户㍢㈱㥡㡤㕥㠱㘸㥡ㄳ㈲敥㝤㜲㠰慡㜲㠵攸㈴〴㜱㈹慤戱ㅢ㜳散㐶搰㙡㤴捣㐵愳㙤㈰慡㐵㘶㔶挹㠴愸捥敥摦㐲㠸㐶搱攳㐸〸ㄵ㐶扦〹㔱愵〶搱㍣搸〴愲晢〹㑡〴㥡㐰昴㠰ㄳ愲〵攸ㄵ㠸挶㍡㈱㑡ㅤ挳㉢㕣㈱㡡㈲㠸㑢㘹㠳摤㘸戴ㅢ㌱慢㔱戲㄰㡤戶㠱攸㘴㘴㘶㤵㑣㠸攲㜶㝦ぢ㈱攲㤳㔳㡤ち〸㤵㐴扦〹搱㐸つ愲㈶搸〴愲㙤〴㘵㌱㌴㠱攸㜱㈷㐴㑢搰㉢㄰ㅤ攱㠴㈸戵ㄵつ㜳㠵攸ㄴ〴㜱㈹㍤搵㙥㥣㘶㌷㑥户ㅡ㈵㘷愰搱㌶㄰㥤㠹捣慣㤲〹搱㔲扢㝦㍢㈱㥡㐰㡦㘳㈰搴㌲昴㥢㄰つ搰㈰㍡ㅢ㌶㠱攸㜹㠲㜲づ㌴㠱攸〵㈷㐴㉢搰㉢㄰昵㜳㐲㤴摡㡡晡扡㐲戴ㄲ㐱㕣㑡捦戳ㅢ攷摢㡤ぢ慣㐶挹㠵㘸戴つ㐴ㄷ㈱㌳慢㘴㐲㜴戱摤晦㉡㈱攲ㄳ㔲㡤㉡〸戵ち晤㈶㐴㍤㌵㠸㉥㠵㑤㈰㝡㥤愰㕣づ㑤㈰㝡挳〹搱㤵攸ㄵ㠸昶㜷㠵㈸攰ち搱㔵〸攲㔲㝡戵摤㔸㙤㌷慥戱ㅡ㈵㙢搰㘸ㅢ㠸搶㈲㌳慢㘴㐲戴捥敥㝦㥦㄰捤愲挷㑣〸戵ㅥ晤㈶㐴㕤㌵㠸㌶挰㈶㄰㝤㐸㔰慥㠷㈶㄰㝤攴㠴攸㐶昴ち㐴㝦㜰㠵愸㡢㉢㐴㌷㈱㠸㑢改捤㜶攳㡦㜶攳ㄶ慢㔱㜲㉢ㅡ㙤〳搱㙤挸捣㉡㤹㄰㙤戴晢㜷ㄲ愲搹昴攰戳㔶搵㘶昴㥢㄰㜵搴㈰扡ㅤ㌶㠱攸㙢㠲㜲〷㌴㠱攸ㅢ㈷㐴㜷愱㔷㈰昲扢㐲㔴攴ち搱摤〸攲㔲㝡㡦摤搸㘲㌷晥㙣㌵㑡敥㐵愳㙤㈰扡て㤹㔹㈵ㄳ愲晢敤晥㥦〸㔱㉤㍤收㐲愸〷搱㙦㐲愴㌴㠸ㅥ㠲㑤㈰捡㉢㠴攷挳搰〴㈲晥摥㈴ㅢ搰昳搴㈳㤰〲搱捦㍦散㍡攵㌶㔲㠷敢㥦搰慢㝦㉡㘹㘱㈸㤶搲慤㜶攳㔱扢昱㤸搵㈸搹㠶㐶摢㐰昴㌸㌲戳㑡㈶㐴㑦搸晤㐵ㄸ愰晣攴㥦挱攷慡慡愷搰㙦㐲昴つ㐶㤳晥愹攴㘹搸〴愲㘲㠲昲っ㌴㠱愸愳ㄳ愲㘷搱㉢㄰㝤改㠴㈸㜵戸摥改ち搱摦ㄱ挴愵昴㌹扢昱扣摤㜸挱㙡㤴扣㠸㐶摢㐰昴ㄲ㌲戳㑡㈶㐴㉦摢晤㕤〸㔱㡣ㅥ㝣㥡慡晡〷晡㑤㠸㍥搲㈰㝡〵㌶㠱㘸㉦㠲昲㑦㘸〲㔱㔷㈷㐴㍢搰㉢㄰晤慦㉢㐴敦扢㐲昴㍡㠲戸㤴扥㘱㌷摥戴ㅢ㙦㔹㡤㤲户搱㘸ㅢ㠸摥㐱㘶㔶挹㠴攸㕤扢㍦㐰㠸昸㤴㔳㠳捦㔰㔵敦愳摦㠴攸つつ愲㝦挱㈶㄰㤵ㄱ㤴て愰〹㐴㍤㥤㄰㝤㠴㕥㠱攸㌵㈷㐴愹ㅤ敤㔵㔷㠸㍥㐶㄰㤷搲㑦散挶愷㜶攳摦㔶愳攴㌳㌴摡〶愲捦㤱㤹㔵㌲㈱摡㘹昷昷㈵㐴愷搲攳ㄴ〸昵㈵晡㑤㠸㕥搰㈰晡ち㌶㠱愸㍦㐱昹〶㥡㐰㌴挰〹搱户攸ㄵ㠸晥敥㠴㈸戵愳㙤㜷㠵攸㍢〴㜱㈹晤摥㙥晣㘰㌷㝥戴ㅡ㈵㍦愱搱㌶㄰晤ㄷ㤹㔹㈵ㄳ愲㥦敤晥㘱㠴攸㉣㝡㉣㠵㤰挷ㅦ㤹㄰㍤慥㐱愴㜰㘴ㄷ㠸㐶㄰ㄴ㤹㘱挲戸㤱㑥㠸ち攱㈳㄰㍤敡ち㔱㡢㉢㐴㍥〴㜱㈹攵散ㄲ㘹ㄴ搹つ挳㙡㤴㜰㈶㐹摢㐰搴〱㤹摤㈰㉡戶晢㉢〸搱ち慣㤷挱㈷愴㉡㑥㑡㌱㈱㝡㐰㠳㠸昳㐸〴愲昱〴㘵㌷㘸戲ㄵ㔵㍡㈱敡㡣㕥㠱攸㕥㔷㠸戶戸㐲搴〵㐱㕣㑡昷戰ㅢ㥣摣㈱㍤㝢㕡㡤㤲扤搰㘸ㅢ㠸㌸㈳挴つ㈲㑥ㄲ㤱晥㉡㐲挴㈷㤷ㅡ㝣㉥慡摡ㅢ晤㈶㐴户㙢㄰敤〳㥢㐰㌴㥤愰挸㉣っ挶捤㜰㐲搴〳㍥〲搱㐶㈷㐴愹㘳搱慤慥㄰㜱昶〵㤷㔲捥挰㤰㐶㤹摤攸㘹㌵㑡づ㐴愳㙤㈰攲ㅣつ㌷㠸㝡摢晤㈷ㄲ愲换戱㕥挶㘵㄰㡡ㄳ㌷㑣㠸慥搷㈰敡〳㥢㐰㌴㠷愰挸扣〸挶〵㥤㄰㜱㕥㠴㐰戴摥〹㔱敡㔸戴捥ㄵ愲晥〸攲㔲㍡挰㙥㜰〲㠴昴っ戲ㅡ㈵㠳搱㘸ㅢ㠸㠶㈰戳ㅢ㐴㥣㐸㈱晤昵㠴攸ㅡ慣㡥戱ㅡ㐲つ㐳扦〹搱㤵ㅡ㐴㥣晤㈰㄰㐵〹㡡捣㔴㘰㕣㠳ㄳ愲㤱昰ㄱ㠸㉥㜳㐲㤴摡㡡㔶戹㐲挴ㄹち㕣㑡㌹㑢㐱ㅡ㐷搹㡤搱㔶愳㠴㌳ㄲ摡〶㈲捥㘳㜰㠳愸挲敥㑦ㄲ愲つ㔸㉦㘳㍤㠴ㅡ㡢㝥ㄳ愲昳㌴㠸㌸ㅦ㐱㈰㙡㈶㈸㤵搰攴㔸戴挴〹搱〴昴ち㐴攷扡㐲戴摣ㄵ愲㠹〸攲㔲捡㜹〳搲攰㈴〱㘹㜰愲〰㤷㤲㉡㌴摡〶愲愹挸散〶ㄱ㈷ㅢ㐸晦㔲㐲㜴㌳㔶挲戸〹㐲㑤㐷扦〹搱改ㅡ㐴㌳㘰ㄳ㠸㤶ㄳㄴ昹㌶㥦㜱攷㌸㈱攲户昹〲搱㈹㑥㠸㔲㍢㕡戳㉢㐴晣ㄶ㥦㑢㈹扦挹㤷挶㠹㜶㘳戶搵㈸攱户昶㙤〳ㄱ扦敢㜷㠳㘸㡥摤㝦㈱㈱摡㠴昵㌲㌶㐲㈸㑥〰㌰㈱㍡㔹㠳㠸摦搹ぢ㐴慢〸㡡昹晤㍡攲㉥㜵㐲挴敦搷〵愲㐶㔷㠸愲慥㄰搵㈳㠸㑢㘹挴㙥昰㡢㜴改㔹㘰㌵㑡愲㘸戴つ㐴晣昶摤つ㈲㝥㈱㉦晤慢〹ㄱ㥦㍡㙡摣〹愱ㄶ愲㕦㜶㥦戵攸户㤷搲㤳搱㡢晦戸㡤づ扤ㅤ摢愹㘶㈸㘵搴㥦愱搸㑥昱㉣㠴㥡〳〴㜶攰愱慣摡慦挱搵㔸〶敤户〶㑦㐳㈶扤摥改攸挵㝦摣扦㘶搶㕢づ愵㡣㝡㐶扤攳扣敡ㅤ㙢ㄹ戴㥦敢㕢㠹㑣㔲敦㌶攷昸捥㐳㉦晥㘳㌳㌱敢慤㠲㔲收㔲㙦㥡㔷扤愹㤶㐱晢戵扢㉢㤰㐹ㅦ摦㤵攸挵㝦〰㙦搶㕢〷愵捣愵摥〴慦㝡挷㔸〶敤〷攳慥㐳㈶扤摥昵攸挵㝦摣攴㘵搶扢ㄵ㑡㤹㑢扤ち慦㝡攵㤶㐱晢捤戵捤挸愴攳挹慦㌳昰ㅦ㜷㔷㤹昵戶㐰㈹㜳愹㌷搲慢摥〸换愰晤㘴搹晤挸愴㡦㡦摦つ攰㍦敥㤹㌲敢戵㐰㈹㜳愹㜷㤸㔷扤㈱㤶㐱晢搵慦㙤挸愴㡦㡦ㄷ摡昱ㅦ㕢扤㔹㙦㍢㤴㌲㤷㝡㠷㝡搵敢㘷ㄹ戴ㅦ捤㝡ㅥ㤹昴昱扤㠰㕥晣挷㉤㐸㘶扤㔷愱㤴戹搴敢敤㔵慦㤷㘵搰㝥㜷敡㜵㘴搲敢扤㠱㕥晣挷扤㍦㘶扤昷愱㤴戹搴敢攱㔵㉦㘰ㄹ戴㥦㙥晡㄰㤹昴㝡ㅦ愱ㄷ晦㜱㐷㡦㔹㙦㈷㤴㌲㤷㝡摤扣敡㜵戵っ摡慦ㅦ㝤㡤㑣㝡扤㙦搰㡢晦戸㤵挶慣昷ㄳ㤴㌲㤷㝡㥤扤敡敤㙥ㄹ戴ㅦ㄰㤲㉢㝣捣㤴㜶㝣攱㤵㍥愹户搳慣挷ぢ㘳㙥昵㡡扤敡㜵戰っ摡㙦昰ㄴ㈳㤳㍥㍥㕥㌶㤳㝡摦㥡昵㜸㤵挹慤㕥愱㔷扤〲换愰晤㡣捤㕥慥昵㜸つ㑡敡晤㙣搶攳㈵ㅢ户㝡㍦㝦敦昱晥昰㕦换愰晤ㄲ㡣㕣挸搱昰攴〵ㅤ愹㔷㠸挹㉢㜸㍦敡敢㔱敦㕢慦㝡晦戱っ摡て愹挸㔵ㄱ搶㑢㝢晦攳搵ㄱ愹㔷㙣搶ㅢ收㔱㙦愷㔷扤捦㉤㠳昶㕢㈴㜲㠹㐱慢挷㑢つ㔲慦戳㔹㡦㥦捣摤昰晣挸慢摥㠷㤶㐱晢㌹て昹扣慥搵攳攷㜶愹搷捤慣挷㡦戹㙥昵摥昵慡昷㡥㘵搰㝥ㄱ㐳㍥晣㙡晣昱㐳戰搴敢㘱搶攳㘷㐶户㝡㍢扣敡扤㘶ㄹ戴ㅦ㤴㤰㑦㤲摡昸昸㠹㔲敡昵㌶敢昱〳㤸㕢扤㤷扤敡扤㘴ㄹ戴摦㘴㠸㈲㤳散㝦㘹晢㍢㍦㥥㐹扤㐳捤㝡晣㌴攳㔶敦㔹慦㝡摢㉤㠳昶戳〶捤慥昵昸㔹㐷敡ㅤ㘶搶攳㐷〳户㝡㑦㜸搵㝢摣㌲㘸扦ち㈰ㅦㄸ㌴㍣昹挱㐱敡㡤㌴敢昱㍣摢慤摥㈳㕥昵晥㙡ㄹ戴〷敢换搹户㔶㡦㘷攱㔲慦挲慣户摡愳摥晤㕥昵敥戳っ㤹捦愶㉦戵㜷昳㐲㥥搹ㅥ散晤ㄴ㜴昳㈱㥡㤸戱ㄷ㑡挸戳㘲㑢戰㡥㠵㘱捥㌱散㄰收㐴扥㤰㍣挹㔳ㅥ㍦ㅥ㤵〹㝡挵㜸㥥㘶㝣㐱㈸㍥ㄱ㑦㠷挵㔳㌴慢㈳搶㉦㠰㔷攲愹戱㝣摡愱晤ㅣ㐷㐳㌴捥づ昵㠵愷挴昱㘰挷昶攱捡〴㥥㐱㕢㔷㠴㥦㡣㑦㈶㐳昱挶摦挳㉣㔷㕣㉦㉤挰摣㘳㉣收㘳㌶㕤㘷㉢㜲ㅡ㘲收㜳ㅦㅤて摡摤㠵㠷晤愰攵㝣㍥㠶昳搷捤㜱㤵改搵昹敡捦攰㔵扥ㄶ晢㘴㘰㔷㤹挷㠷㐷㝢攲愷㙢戱㤵昸㤵慣慦挲挴㐰昱ㄵ㠱晢㘳㐰㌳愹戶攲敦㜶㡤㥦攲ㄹ㕦㙡敦收㡡㥦ㄴㅣ㠹敥㜰㑤㌴捤㌳㤱攲㤹扦㈳㝥戳㙢晣っ敦昸晢搳攳㙦㜳㡤㍦搶㍢㥥㘷收㡥晡㝦㜴㡤㍦挱㍢㥥㘷摡㡥昸ㅢ㕤攳㑦昲㡥攷㤹戳㈳晥㍡搷昸愰㜷㍣捦㠴ㅤ昱搷扡挶搷㜹挷昳捣搶ㄱ扦挶㌵㝥㥥㜷㍣捦㔴ㅤ昱㔷扢挶捦昷㡥晦㈸㍤晥ち搷昸〶敦㜸㥥㐹㍡敡㕦敡ㅡ扦搰㍢㥥㘷㠶㡥昸㡢㕤攳ㄳ摥昱㍣搳㜳挴㕦攰ㅡ扦挸㍢㥥㘷㙥㡥昸㤵慥昱㑢扣攳㜹㈶收㠸㍦挷㌵晥㌴敦㜸㥥㔹㌹攲㤷戹挶㥦改ㅤ捦㌳㈵㐷晣㤹慥昱换扣攳㜹收攳㠸㍦捤㌵晥ㅣ敦㜸㥥挹㌸攲㤷戸挶慦昴㡥攷㤹㠹㈳㝥㤱㙢晣〵摥昱㍣搳㜰挴㈷㕣攳㉦昶㡥攷㤹㠳㈳㝥愱㙢晣愵摥昱㍣ㄳ㜰挴㌷戸挶㕦攱ㄹ㕦挸昷㠸㥣摦慣㜸㠶昷㉢敦㙤戸ち㜵ㄴ摦㔰㔸搰戸㥡ㅡ摦ㄵ㐴㕢㑤㡤挷㜸搱慥愱挶㈳戶㘸㙢愸昱昸㉢摡㕡㙡㍣㥡㡡戶㡥ㅡ㡦㡤愲㕤㑢㡤㐷㍡搱搶㔳攳㜱㑢戴つ搴㜸ㄴㄲ敤㍡㙡㍣愶㠸㜶㍤㌵ㅥ㈱㐴扢㠱ㅡ昷㜷搱㙥愴挶扤㔷戴㥢愸㜱㕦ㄴ敤㘶㙡摣戳㐴晢㈳㌵敥㈷愲摤㐲㡤㕢扤㘸户㔲攳㌶㉣摡㙤搴戸㐵㡡戶㤱ㅡ户㉦搱㌶㔱攳搶㈲摡㘶㙡攴㕥戴摢愹㤱㐹搱晥㐴㑤㐰〵㈷㘹㥦搲㤴㠰慢昵ち挸散戵摦扡搱捥㔳〲戶收㉢愰㙢扤〲㍥㝢搳㌲〸〹㥡慦㤰愱昹ち㈹㥡慦㤰愳昵ち㐹㕡慦㤰愵昵ち㘹散㑤㕢㌳㈱㑦昳ㄵㄲ戵㕥㈱㔳换㈰愴㙡扥㐲慥搶㉢㈴㙢扤㐲戶㤶㔷㐸搷㝣㠵㝣捤㔷㌶〲慤㔷㌶〶㉤㠳㙣ㄴ㤹扤ㅤ晥ㅦ㑥戸摤㠷"]
[null,null,null,null,null,"Decisioneering:7.0.0.0"]
[null,null,null,null,null,"CB_Block_7.0.0.0:13"]
[null,null,null,null,null,"㜸〱捤㝤〹㜸ㄳ搵晡㝥㑦㘹㐳㑦㈸戴ち㉡攰㤶㑡ㄵㄴ㐴㑡㐱㔱㐰㠴㔶ㄶ〱㔹捡攲㕥㐲㥢搲㐰摡㘰㤲戲㠸ぢ〲㕥㜱挷㥤㑤ㄱ㔷㔴扣㙥戸㕦慥㐵昱扡㠰搷昵㕥扤攲㉥敥㕥挵敤扡敢晦㝤扦㤹〹㤳捣㑣㥡㥦㝦晢㍣〶昲昶㝣攷㕢捥捣晢捥㑣㈶㤳㌳㐹㡥捡挹挹昹つて晥攵㈳㡦㡤扤慡收挷ㄳ愱㠶摥ㄵ搱㐸㈴㔴㤳〸㐷ㅢ攳扤㠷挶㘲挱昹㘳挲昱㐴ㅢ〴昸慡挳昰挷昳慢攳攱搳㐲〵搵㜳㐲戱㌸㠲昲㜳㜲ちち㜴㉥晣㕤捣㘷戱㘵㘸㘶改㍣〲愲㜲戴㡦搰㤶㔰㐰搰〴㍦愱ㅤ愱㤰搰㥥搰㠱㔰㐴㈸㈶散㐲搸㤵搰㤱搰㠹戰ㅢ㘱㜷挲ㅥ㠴捥〴㡥慦扢ㄲ昶〴ㄴ敥〵愸慡ㄸ㌶㙥晡㑣慣㑤㔵㈲ㅡぢ昵ち㑣㌱㤶㜹昰㘱扤换㝢㤷昵改㜳㘸敦㍥扤〲ㄵ㑤㤱㐴㔳㉣㌴戸㌱搴㤴㠸〵㈳扤〲攳㥢愶㐷挲㌵愳㐳昳㈷㐵㘷㠵ㅡ〷㠷愶昷㈹㥦ㅥ散㌷愰慣㕦晦晥㜵㠷ㅦ㍥愰㜰㙦ㄴㅥ㕢㌱㙣㝣㉣㔴ㄷ晦㠳㑡敥挳㤲攳㉡㠶昵㍥㌶㤴昸㠳㑡敥㡢㤲挷㔶っ慢㡣㌶〴挳㡤㝦㑣捤㝣敡㔹㕥ㄹ慡〹㔳昸㔰㈸ㄶ㙥㥣搱ㅢぢ㥤㐲㌲慣挳㝡て〷摢㌵挱㜸愲㈲ㄴ㠹㑣っ搵㔱昳挲〶ㄲㄶ㡡㠵ㅡ㙢㐲昱づつ㐷捦慢〹㐵㑣㜷扣愰㘱㑡㌰㜶㙣戰㈱㤴挷㐶㔱㠳愱搹愸摡㔰㘳㈲㥣㤸摦扥㘱㜲㍣㌴㌱搸㌸㈳挴㤰晣㠶ㄱ㑤攱摡扣㍣㤵㤷㤷搳愶扢摢挲㠸㌰扤㠷挷㙡㉡敡㠳戱㠴㔸㤴慣捣㉤搶戶㜵挸㠲愷㉣ㄶ户愰㐰㕡ㄶ㐵慡ち㌷㡣づ挵ㅡ㐳ㄱづ㐲改㝡愶〵〹㈷〶昳㐹㜲慣戵愱㉥慡㥤戹慦㜱㔵㌸㡡づ㄰㑡〰扥晤〰㝢㡣愹愸〸㔴〵攷㠰摦㜸攰攰挰挴挹〳〲ㄵ㔵㘳〲㝤㜵㌷㠶㤵〲㔴摥㌶散扦昶㌲摣㠷㜲慢㠳戹搵搳㜳慢㙢㜲慢㙢㜳慢㐳戹搵㜵戹搵㌳㜲慢敢㜳慢挳戹搵㌳㜳慢㘷㈱挶㝡ㄴ戴㙤㥢㙢㍥づ散㌷愸攴戵㐵ㅤ挷㙥晣昱搵ㅢ㉦搰挷摦慦戸换捡扥㝢〰ㅡ扡㍢挰搷〳戰昷戸搹愱㔸敦㐰㐵㌴㥥㌰㤷㑥ㄶ慥㑣ㄶ慥㑣ㅦ挸攰㠳〰㑡晤ぢぢ挷〵㑣㜴㔹昲攴戲敥㌳㡦㕥㕥晢晣ㅥㄵ㍦㕦户㔸昱㌸㈰㤵㝢㌱昸㘰㠰慦㌷挰戱挲晤愴㘶戹㍥㠴㘱㝤〰㑡㍤㘷搶摣愷愰散昴戶㔷昷ㄹ晥搰㤲搹㑦晥㜵㑤㡦㥢ㄴて㉢㔲戳㉦㠳换〱扥㝥〰㡦愵敤㉢㤵晢改晥っ㍥ㄴ愰搴搳㘶攵晢て晦捦攲晡换㌶㡥㕣昹㐱㘱扢戱〳摥敢愵戸摤㑡攵〱っ㍥ㅣ攰㍢〲㤰戱㜲㤹ㅥ挸攰㐱〰愵ㅥ㌷㉢捦摤㝡㕥搵戰㉤㐷㡣扤㝢攰㤵㥦㍤扣攱敤㔳ㄵて㠰㔲昹㐸〶て〱昸㡥〲㌸㜸㈸㤷愵敤慦㠷㌲㙣ㄸ㐰愹㡤㘶捤㔷搶㝣昲昶戴㌷慦ㄹ戱㘸㘹搱㔱昷慤扢㙥戸攲昱㔴㙡㔶㌲昸㘸㠰㙦㌸挰㔱昳㌰愹搹㔷㡦㘰搸㐸㠰㔲て㤸㌵㕦戸慦㘲搰戴扢㥥ㄹ㜹攵㤷㠳㙦戸昹换挷㥥㔳㍣㍣㑢捤㘳ㄸ㍣ㅡ攰ㅢ〳昰㘰挰㔰慤慦ㅥ换攰㘳〱㑡摤㙤㔶晥㘰㤷昵攱敦㍦搹㔲昱昷ㄹぢ㘶扥㔷㕥㔴愷戸扤㑡攵昱っ㥥〰昰㑤〴㜸㔴㌶㔴敢慦慢ㄸ㍣〹愰搴敤㘶攵㥣愹敦敦㔱扡收昴愳捦昹㘴晢攴㍤晡慥ㄸ慥昸㐲㈲㤵愷㌰㜸㉡挰㜷ㅣ挰挱㠳挱㙤㤹㍥㥥㘱㈷〰㤴扡挹慣搹昸㝣愷ㄵ㉦晦慦㜴散愵ㅦ㉣ㅡ㜸晤㍥ㅢ戶㈹扥㉥㐹捤㤳ㄸ㝣㌲挰㜷ち㈰攳搲昶搵搵っ㥥〶㔰㙡㡤㔹㜹搲㤰て㝥㝣㜶挶㘹㐷㉤㍦㐰㜵㝡㜸昲挳ぢㄵ㕦散愴昲㜴〶搷〰㝣戵〰㡦捡晤㐵扢㌲ㅤ㘲㜰ㅤ㐰愹ㄵ㘶攵㜷摢㡣戹慢晢㠵ㅢ㠷摤戰慡摢愴攰攰㌵㥤ㄵ㕦㐱愵㜲㍤㠳挳〰摦㑣㠰㐷㘵㠳攱㜲捤㘳㠴㡥〰㤴扡摣慣㝣挴攲愲㤱ㅦ㕦戳㙡昸戵㍦㝣晥㔹搹户㝢㥥愱昸戲㉣㤵ㅢㄹㅣ〵昸㘶〳㍣㉡㕢㍣㥦捡攰ㄸ㐰愹㡢捣捡㘷慤㝤㙥挴㍢㜳㡦ㅣ扥昴㡣㠹㡦㙣晤㘰搹㙦㡡慦昵㔲㌹挱攰㈶㠰㙦づ挰愱㥤㜱㐰㉣搳㜳ㄹ㌶て愰搴戹㘶捤晤㙥㉢㥢㝣㐳㥢昵㤵敢㉥㕡㝢攴愲敦敡㈶㈸㥥㍡㐸捤搳ㄸ扣〰攰㍢ㅤ攰㔱戳㕣㥦挱戰㌳〱㑡㥤㙤搶㕣扣㍡㔱昴改㔱㝦ㄹ扥愴㜰慦愹敦㙥敤昵㤵攲㤹㠸搴㕣挸攰戳〱扥㐵㠰㡣っ昴搳㡢ㄹ扣〴愰搴〲戳昲挶愳摥㝣昹搸㍢户㔵㕣㝣搴㘷扢て㝡昱摢攳ㄵ㑦㙦愴昲㕦ㄸ㝣㉥挰户ㄴ攰㔸㕡㠳搵㜲㝤ㅥ挳捥〷㈸搵㘴搶扣攷晣慢㈳ㅢ㌷慥ㅦ昹挰搹扥づ㙦㉥㌸㑤㉢㥥㉤㐹捤ぢㄹ㝣ㄱ挰㜷㌱挰㔱搳㌸㌲昴搳㤷㌰㙣ㄹ㐰愹愸㔹昳敥戳昵㙦㌷㤶慦ㅣ昹户㌶昷㕦㜸搹昴愲敦ㄴ㑦扥愴收㘵っ扥ㅣ攰扢〲㤰㤱㠱扥晡㑡〶㕦〵㔰㉡㙣㔶㕥㝤昲㥢㑦つ捦敤㌲㝣攳㘵㈷㍤㤲㍦愵攴㔹挵㌳㍡愹扣㥣挱㉢〰扥㤵〰挷搲㕡挷㠴㔵っ㕢つ㔰慡挶慣戹晦晢ぢ收攵昷㥤㌵㙣昱㈷〷ㅦ㜰摤㥡㍤㔷慢捥㜰㑢捤㙢ㄹ扣〶攰扢づ攰戱戴搶慢捦㕡〶㕦て㔰敡㘴戳昲㡢㌳㝡㑤ㄹ㝡挶愵㐷㉤ㄹ戳㜷㡦㐷㥢ㄶ散愵㜸搶㈹㤵㙦㘴昰㑤〰摦捤〰㡦捡挶晥㕢慥㙦㘱昰㍡㠰㔲㔳捤捡攱㜱㍦㥣昹戴扦㘴挴搵㙤㙦㕥昸搲愷慦㕥愴扡挲㉤㤵㙦㘳昰敤〰摦㝡㠰㠳〷攳昵户扦扥㠳㘱㝦〵㈸㌵挱慣㌹㘱搳搶㘵㕢慥㜹㝦攴㜵㑢摦㕥㍡㜷㙥慦㔷ㄴ捦㡣愵收㕤っ扥ㅢ攰扢〷攰戱戴搶慢捦扤っ摥〰㔰㙡戴㔹㜹捥㕤㡢戶㙦昹搷㉦挷㥣晤攴搸㜶昷㥤户㝡㝢攱晤㜰㑦㌰㑦㙢㉡㘳挱戹㌸㜷搹㜹搶搹户㜷ㅦ晥㙢昹㘴ㅢ攷摡㜵晤敢づ慢㉢㉢慢敤摦㈷㔸ㅥ捣て愰㙣戶㘷㜹摣㜵ち敢愶㠶ㅢ㙢愳㜳攵戴慦戰㙥㜸㌸㤲〸挵挴㈸慡挳ㅦ攳搴㔵散昶㜵㐷捦挳〹㝦㡤㜱㠶搸愹慥㈲ㄴ㑢攰㔴㌹㌱㝦攷㘹攳㕥挳㠲昱搰㑥戳愷㔹㝢㔸戴愹戱㌶扥愷扢戳㉡ㄱ㑣㠴扡愶晢㜶ㄶ㜱愴㔵攱㍣㍡ㄴ㤷㐵摡㈷㍤㙤㑡㌰搲ㄴㅡ㍡㉦㙣戸昷㑥㜳攳㡣㍡㍡摤摢㍢㍣ㄶ㍡㌵改㜵㉣搱㔰扣挵㥢㈳戵ㅤ㙢㘹戸㡣攵ち㔴搴㐷攳愱㐶㔹扣㥥つ攳挳㌵戳㐲戱慡㄰摦㈰㠶㙡㘵㔵㜷愳换㍣慤敦㌹慥ㄱ㉢㡡ㄳ昵摡晤散扤㈴㍡搴㔸ㅢ慡挵昲攲っ㌲㌱㝦㔲㜰㝡㈴戴㝢㑡㠸㌱㈶ㅣ㕤㔲扡㠷㐷㙢㥡攲ㄵ搱挶㐴㉣ㅡ㐹昵っ慤㥤ㄳ挴㕢㠹摡戱搱摡㔰㥥㍣㜲っ㔴㌹㙤摡㈸㤵搳挳敤㥣㥣戵攳㍣㙢户㙤㈴㝣㙦㤰㌹搸戶ㄱ㌱搸昵㙣㍦㔹ㄹつ摢㐶挶昸〳㌳㉥㠹㝤㈳㘴㜴㥦㡣搱㉥ㅢ㈹㤳㍡愷敥㜸扤㈷㐲ㅦ攸㄰〹㜱慦捣㉤昵㉥戹㜳扢㙣㘱㐹㙤慡昰㝡〰愳㌳㤰㈶㘵㤳摢㕥敢〶攷收㜶㌴搷晥攸㌹㜸挳㌸㌲搸㔸ㅢ〹挵㌲㕥捤㔰㕣㈲晤〰攱㐱挲㐳㠴㠷〹㡦〰昲㉢㜱㡣昳㘴㌴てㄱ㙡㥥㥡㥦㍦㌷㕣㥢愸昷搵㠷挲㌳敡ㄳ攸挳㔵㤰㠲〲搲敤㜸攸㡤攸搲㝦㈷㍣ち昰晢㜳㝣捤昸㥢攳昳攳㤱㤳捦㜷㝤晦昷昷愶戹挸搲昲㔶ㄸㄷ㉡攲昹つ㜸挷ㅤ㙦搳挶㙤慤㐷〶攳昵〹敥㜰㤹㥤慣户㠹昰ㄸ愰昰㜱挰搸㤱愱〸㜶搷㍦攸ㅡ㐷㝥㌷㤴㙣昱摤㌴捦搵㜶㙦愸㥡摦㔸㔳ㅦ㡢㌶攲㍡㔳㘵㌰ㄱㅣ㕡㠳㑢〶㜱ㄵ昴㌵㡣㠹㔶㌴㈵㝣つ㈳挳昸㔳搸㌰㌱㌴㍢ㄴ㑣㔴攰㘸㥣㘸摦㌰〶㤷ㅢ攴㜰㌹慡㜶㕥㝥㠳㜱愵愰㌲ㄴ慦搱扣愴㌰ち㐷㥦㜹㍥戴㜰㌸㉤㙣攰昱㈴㌴㉦挱搲㙤ㅢ挶〷㜱㐹㈲愱ㄱ搴㔳戲㡣ㄶ㌳摢㑢㥦㤵敤㌷㉤㔴㈸㤶愶慤㑡㍢改㌰㉡攵㜰〳挱ぢ㈵㕥㘷昳㑣㑣摦㔱㈶㈷挲㤱㜸㙦㤳摤摥㤵㔱㕣㙦ち挹㤵㌶戲敥昳㘱㍢昲㘵搴㉡㝤㝦收㌵㠹㜱㌵搳㡤戲㔸㤴ㄱ戱㘸搳散㝤㔰敢㡦慡挳㕡㌹㝡㌳㘰捤㤷户つ摣晦㥡㍢㝦㌳晦㥥㠵㍤㐵ㅥ扥㈷攰㜴㥣㤹㔸㤷㉤㥡攱㘴ㄸ晥挸㐳㍦㠹㍦㝥捤ㅣ摤っ㜰晡昲㑢搱敤㝡愰昵戸慣㤲㡦昸挲〶戰㌰㈹ㄶ㤲敢㐴〵㘲捣㥦ㅤ㙡摦㌰㌵ㅡ㥢㌵㍤ㅡ㥤挵㡤愲㠳㔸昱晡㔰㈸挱㡢㉦敤捣㙢㑤㙣㉢愵摡戴㐹戹愴㘲扢㑡戳㉦敡晢戶〰摡て㡤㐴〲㔶挵戸㙦㉢扡摡攰〵挵昷㉣ㅡ㍤㜱摤愶㝡㙣愸㌶摣搴㌰㌶㡡㉢㡥㠱㍥㠷ㅤ摣愷晦挱㝤晢㤴昵つ捣㤶慢㡡㐱㕥㔷敤㍤㉦ㄲ㙦㔰㝤戱搶扣㐶㔲㌷㜴攰㘷㕦㕣戸㝤摣搹㕦㕦昰收挲㘸㝣㠷㉡㌳ㅤ㡥换㌲〷㘰㠸〰㥥晡㜹挲ぢ㠴ㄷ〹㉦ㄱ㕥〶愸㥥㐸攵搱ぢ敤搴㠷晥㌷㙣晤ち攱㔵〰㡥㍢㐲扣㜱〸㔲摤搱挵挳㤰㝥㡤戰つ愰㜸㌱㠷㝢㙣㡥㝥ㅤ攰㈹晢ㅢ㜰㝡㥣㍣㕡㤷㠵㥡ㄱ㠲㐵㑡㉥㤳㝥ぢㅤ㝥捤㑣愷昸攲㔳〷挱挷つ㐰㤳㜰㑤㡡㌵改㔵㕤㔱挶㤵戲㉥愶挳㜱扤愹ㄷ搲〲捣晦㠸昰㌱攱ㄳ挲愷㠴捦〰慡㈳㔲摤㈹晢㥣㌱㕦㄰㜶〰搲㈸㍢ㄸ㕤㐲搹㔷っ昸ㅡ愰づ〱ㄸ㤴㝤㠳㤶㈷㘵摦挲改搸㔳慣㜷ㅣ捤㜰㘲㠱㜶㤲昵ㅤ㍡晣㥡㌹㑥戲挴愷晡挰攷㐶㔶慥挹㠹㘳晢㔲愶挳㜱㈱慤㉦㉡〵㌸㔲㡥〲昰攰愵㜳〹㙤〸晣㡣㐰晤昴慢ㄷ㔹㍥挶戴㈵ㄴ〰搲挸㉡㐷搱ㄲㄶ昶㌳愰ㅤ㐰昵㠷㘹㤰㔵〸搳㤳慣昶㜰㝡㙣㕦搶㠵扣㘶㔴㑡愱慣〸㌹㝥捤㑣㈷㘵攲㔳㠷㈲挵㡤戲㑦戰㝡慥摢搷挷愶挳㜱㠵㜰〰㉡〵昰搴㥤㌹㕣ㄷ㐲㔷挲㥥㠴扤〰敡㍤㑦捡昶㘱捣扥㠴〰㈰㡤戲挳㔱戴㠴㠵昷㘳㐰㌷㠰ㅡ〸搳愰慣ㄴ愶㈷㘵晢挳㤹㤱戲㌲㈷㉤摤㤱攳搷捣昴昰愹㐱ㄸ摣㡤戲ㄷ扤㈸㝢挱㜴㌸㉥㝤ㅥ㠹㑡〱㍣㜵ㅦづ㔷㐶攸㑢㈸㈷昴〳愸㉤㥥㤴ㅤ捡㤸挳〸〳〰㘹㤴つ㐱搱ㄲㄶ㍥㠲〱〳〱㙡㈸㑣㠳戲㐱㌰㍤㈹ㅢっ愷㘳㤷戴摥晣㌶愳㐶捡昶㌵〴搱㝥捤ㅣ㈷㔹攲㔳挳㤰攲㐶搶挳㕥㘴㍤㘴㍡ㅣ搷㜴㉢㔱㈹㠰愷ㅥ挹攱㐶ㄱ㡥㈱㡣㈶㡣〱愸㝢㍤挹㍡㤶㌱攳〸攳〱㘹㘴ㅤ㡤愲㈵㉣㍣㤱〱㔵〰㌵〲愶㐱搶㈴㤸㥥㘴㑤㠶搳㐱㤶㜵㑤戹ㄹ㌵㔲挸㥡㡡㘸扦㘶㡥㤳㉣昱愹㤱㐸㜱㈳敢㝡㉦戲搶㥡づ挷挵敡㘳㔰㈹㠰愷㥥挶攱㠲㠴改㠴ㅡ㐲㉤㐰慤昲㈴慢㡥㌱㌳〸昵㠰㌴戲㐶愳㘸〹ぢ捦㘴挰㉣㠰ㅡぢ搳㈰㉢〲搳㤳慣〶㌸㍤㜶㐶敢㘲㜹㌳㉡愵㔰ㄶ㐵㡥㕦㌳搳㐹㤹昸搴戱㐸㜱愳散㝣㉦捡捥㌳ㅤ㡥慢昰攳㔱㈹㠰愷㥥挷攱收ㄳ㑥㈳㉣㈰㥣づ㔰㡢㍤㈹㍢㤳㌱㘷ㄱㄶ〲搲㈸㥢㠰愲㈵㉣扣㠸〱㡢〱慡ち愶㐱搹ㄲ㤸㥥㤴㥤〳愷〷㘵搶ㄵ扦㘶㔴㑡愱散㕣攴昸㌵㌳㥤㤴㠹㑦㑤㐲㡡ㅢ㘵㌱㉦捡㑥㌵ㅤ㡥㡦ㄷ愶愰㔲〰㑦扤㡣挳㕤㑡戸㡣㜰㌹攱ち㠰㥡攵㐹搹㔵㡣戹㥡戰ㅣ㤰㐶搹㔴ㄴ㉤㘱攱㤵っ㔸〵㔰挷挳㌴㈸㕢つ搳㤳戲㙢攰㜴散㤲搶㘵昷㘶搴㐸㈱㙢つ愲晤㥡㌹㑥戲挴愷㑥㐰㡡ㅢ㔹㈷㜸㤱㜵扣改㜰㝣㙥㜲ㄲ㉡〵昰搴敢㌸摣慤㠴摢〸户ㄳ搶〳㔴㤵㈷㔹㝦㘵捣㥤㠴扢〰㘹㘴㥤㡣愲㈵㉣㝣て〳敥〵愸㙡㤸〶㔹ㅢ㘰㝡㤲㜵ㅦ㥣ㄹ户慦扥㑥㕡ㅥ㐰㡥㕦㌳搳挳愷愶㘱㜰㌷捡㠶㜹㔱㌶搴㜴㌸㍥㄰㥡㡥㑡〱㍣㜵㌳㠷摢㐴㜸㡣昰㌸㘱㌳㐰つ昴愴散ㅦ㡣㜹㤲昰ㄴ㈰㡤戲ㅡㄴ㉤㘱攱㘷ㄸ戰〵愰㐲㌰つ捡戶挲昴愴散㔹㌸㍤㈸戳㍥㤰㙡㐶愵㤴慤散㌹攴昸㌵㌳㥤㤴㠹㑦昱攳㉢㌷捡づ昲愲散㐰搳攱昸愴慢ㅥ㤵〲㜸敡㔷㌹摣㝦〸慦ㄱ戶ㄱ㕥〷愸㙥㥥㤴扤挹㤸户〸㙦〳搲㈸攳㠷㘶㈵㉣晣㉥〳摥〳愸㔹㌰つ捡戶挳昴愴散㝤㌸㍤㈸戳㍥㘹㙢㐶愵ㄴ捡㍥㐴㡥㕦㌳搳㐹㤹昸㔴〴㈹㙥㤴敤敡㐵搹㉥愶挳昱ㄱ㕥㈳㉡〵昰搴㍢㌸摣㤷㠴慦〸㕦ㄳ扥〱愸㜶㥥㤴晤㡦㌱摦ㄱ扥〷愴㔱ㄶ㐵搱ㄲㄶ晥㤱〱㍦〱搴愹㌰つ捡㝥㠶改㐹搹㉦㜰㝡㔰收㜹㉣晢つ㌹㝥捤㑣㈷㘵攲㔳㌱っ敥㐶搹㡦扦㜸㥣敢晦㘰㍡ㅣ㥦㑤昲㉡㕦〰㑦㕤㤰ぢ攰㤴㈷敤㈷戴㈳ㄴ〲搴搷㐸㜵㝦㉦搹㠱㌱㐵〴捥㡥㑡愳慣〹㐵㑢㔸㜸㔷〶㜴〴愸戹㌰つ捡㍡挱昴愴㙣㌷㌸ㅤ〷㝥敢戳搱㘶搴㐸搹扥昶㐰戴㕦㌳挷㐹㤶昸搴㍣愴戸㤱昵慥ㄷ㔹敦㤸づ挷㠷慥愷愱㔲〰㑦ㅤ攰㜰㈵㠴晤〸摤〸愵〰戵捤㤳慣〳ㄸ搳㥤搰〳㤰㐶搶〲ㄴㄵ戲づ㘲㐰㑦㠰㍡〳㕤〶㔹扤㘰㝡㤲㜵㌰㥣ㅥ㘴㤵㍢〹㌹〴搱㝥捤ㅣて㥦㍡ㄳ挳扡㤱昵㡣ㄷ㔹㑦㥢づ挷愷挹ぢ㔱㈹㠰愷ㅥ挰攱づ㈷ㅣ㐱ㄸ㐸ㄸ〴㔰㡦㝢㤲㜵㈴㘳㠶㄰㡥〲愴㤱㜵㌶㡡ち㔹挳ㄸ㔰〱㔰㡢搱㘵㤰㔵〹搳㤳慣愳攱捣戸㌳昶㜳搲㌲〲㌹㝥捤㑣て㥦㕡㠲挱摤㈸扢挷㡢戲扢㑤㠷攳㘳㜲㝥㍡ㅥ挰㔳㡦攷㜰ㄳ〸ㄳ〹㔵㠴㐹〰㜵扢㈷㘵㔳ㄸ㌳㤵㜰ㅣ㈰㡤戲㜳㔱㔴㈸㍢㠱〱㈷〲ㄴ㍦㘲㌷㈸㍢〹愶㈷㘵㈷挳改搸扥㡣㈳㤷换昶㔵㡤㘸扦㘶㡥㤳㉣昱愹昳㌱慣ㅢ㔹㉢扤挸㕡㘱㍡ㅣ㥦晦㕦㠸㑡〱㍣㜵㍤㠷ぢㄳ㘶ㄲ㘶ㄱ㈲〰㜵戹㈷㔹㡤㡣㠹ㄲ㘶〳搲挸扡〸㐵㠵慣ㄸ〳攲〰㜵〹扡っ戲ㄲ㌰㍤挹㙡㠲搳㐱㤶㌵晦愰ㄹ㌵㔲㡥㕣㜳ㄱ敤搷捣㜱㤲㈵㍥戵っ㈹㙥㘴㉤昲㈲敢㙣搳攱㤸搸㜰ㄹ㉡〵昰搴ぢ㌹摣搹㠴㐵㠴挵㠴㈵〰戵挰㤳慣扦㌰收㕣挲㔲㐰ㅡ㔹㤷愳愸㤰㜵㍥〳㉥〰愸㉢搱㘵㤰㜵㈱㑣㑦戲㉥㠲㌳攳捥攸㜲捡㝡〹㜲晣㥡㤹㑥捡挴愷慥挲攰㙥㤴捤昴愲㉣㙣㍡ㅣ㌳㌶㤶愳㔲〰㑦扤㥣挳慤㈰慣㈴慣㈲慣〶愸ㅡ㑦捡慥㘵捣ㅡ挲㜵㠰㌴捡㔶愰愸㔰㜶㍤〳㙥〰愸㔵攸㌲㈸扢ㄱ愶㈷㘵㌷挱改搸扥㍣摦㍦摥㠲㘸扦㘶㡥㤳㉣昱㈹捥㉦㜱㈳㙢愲ㄷ㔹ㄳ㑣㠷㘳㉡捡戵愸ㄴ挰㔳摦挵攱敥㈶摣㐳戸㤷戰〱愰㐶㝢㤲㜵㍦㘳ㅥ㈰㍣〸㐸㈳㙢つ㡡ち㔹て㌳攰ㄱ㠰㕡㡢㉥㠳慣扦挱昴㈴㙢㈳㥣ㅥ摢㤷攷㠵改㐷㤱攳搷捣㜴㔲㈶㍥㜵㍤〶㜷愳散〸㉦捡づ㌷ㅤ㡥㌹㌶㌷愲㔲〰㑦晤ㄴ㠷㝢㥡昰っ㘱ぢ㘱㉢㐰㤵㝢㔲昶㑦挶㍣㐷㜸ㅥ㤰㐶搹㑤㈸㉡㤴扤挸㠰㤷〰敡ㄶ㜴ㄹ㤴扤っ搳㤳戲㝦挱改㐱㤹㌵挷愷ㄹ㤵㔲㡥㘲慦㈰挷慦㤹改愴㑣㝣㡡㌳㠲摣㈸摢捦㡢戲ㄲ搳攱㤸㍣㜴ㅢ㉡〵昰搴㙦㜳戸㜷〸敦ㄲ摥㈳㙣〷愸㍤㍤㈹晢㠰㌱ㅦㄲ㍥〲愴㔱㜶㍢㡡ち㘵㥦㌰攰㔳㠰扡〳㕤〶㘵㥦挱昴愴散扦㜰㍡㜶㐹㙢昲㔲㌳㙡愴㤰昵〵愲晤㥡㌹㑥戲挴愷㌸搵挹㡤㉣扦ㄷ㔹摡㜴㌸㘶㐵摤㠵㑡〱㍣昵昷ㅣ敥〷挲㡦㠴㥦〸㍦〳㔴ㅢ㑦戲㝥㘵捣㙦〴㑥慣㑡㈳㡢ㄳ慣㠴慣㕣昸㜴ㅢ㠰扡ㄷ㕤〶㔹㜹㌰㍤挹攲㕣㝢㡦敤换昳挲㜴㕢攴昸㌵㌳㥤㤴㠹㑦㙤挰攰㙥㤴㝤昵戳挷㥢愱㉦㑤㐷晡㜴慦晣〷㔰㈹晤㜳㙤㤹昶㥥㥣〸㘳㥢㘲搳〱挱扥扡挹㡤攱㐴扣㕤摤搰愶㐴㜴㜸㌸㔱ㄹ㑦ㄴ搶〱搰㤴㤴慥㌲㘷挴㤶搴戳㙥㑡㌸㌴㜷ㄲ㍥挱摤搷改挲ㅤ〱ㄵ㑤昱㐴㔴㍥戲摦挷改慦㡣ㅥㅢ㑤㔴㠶攳戳㈳挱昹愵㉥㙥挳㌳戵㍥搴㠸㐹㑣㌱捣㘵㙡㈹㈸㍡㝢㜶愸搶㘵ㄹ慢愲㑤戱㥡搰愸捡㍦挳㌴㈸㘵捣㍤挰搶捡〹㔰㙡㝦敦㘹㍦㌶摥昷㠶㌶戹昸攸㕢晤扥㔹㌴扥㘲㙣㙥慡ㄴ㜷改攰㙦づ㠷攵慣ㄶ㑣㙢㜹戰挵つ挴㌶慤慡ㅤ㠲晤㜵㄰搵攸㙢㙦捥摢ㅢ搵ㄸて搷㠶晣愶㌵㌶摣搸挱㙣㡥㙢㑡愴㜸㠲昳㍡㥡ㅥ㝣㍡㍦慥ㄱ挲搷〴㘳戵㝦〶㑤戰㘲㜸ㄸ㠲㈸ㅦ晥晤㍥㥡㡤㌲㌹㌹㍢㜸㔱㠳㡦ㅤ㘷攱㔸㐳㥥㌹㜷挹㜵愲㐴㜲㐷㐴挳㌶㈳慤〸昱敤㐹㜵戲扢㠰搶搸㔰戰㔱ㄴ愸㑡搴㔶㠶收㜴㤰㠸㄰㌶㙤摣㠲ㄳ〹㜵㑣㌵㘵ㅥ㡤慥ㅢ㍡㍤ㅥ㡤㌴㈵㐲ㅤ㤲㉤搹挵㜵摤挴㔰〴ㄳㅤ收㠴ち㤳慤昱㌵〹捣扦㑣搶攳捣挱㍦㡦㍡㘰㈴捦㔴㐸㠹㐶扥っ㐷戶搴㤵攰摥昳㍢ㄵ㠵㤰㜵昲昸㝣㠸㕡戹㠲㡦㕢㠷攴㔸つ㙡ぢ㜱㌹㈷㉤晢改㠳摣㡢㍡㕡戳㕡㡤㘳㥢ㅣ戶ち慤㍥捥摣㙢㕦㈷㐷㍣㑣捦攵摤㔷㐵摣㙤㈲戸㉤㉥ㄱ慥〹㐶㈲昳㍢搴㡤㙡慣㠹㌴搵㠶挶〴愷㠷㈲搶搱㍡ㅡ㙢昸㤳攸㤵挷捤摦搰㉡〳㉦收㥣捡㔱戸㕤搱㥡慣昸扢て㜰戸㉡㘷扤愰愲㠶㈱换㈳㔸㠸晦昳㍣㑤㍦㤲㜶摤㌹换㔸㙥㘸挳㈱捤搱挵㘳ㄹ㈷戳㈵愷㝡捡摥㘶ぢㅢㄳㅤㄳ挵㌴摣㕡㕢搷挸戰搱昵愷搹愷㐴㈲㥦捦昷㝢㕦㔶挰ㄵㅥ㍢捣㜹㌰㌸搸ㄹ昶㄰㥥㘱㜱挷搸〸㍢㝤ㅡ㥣敤昴㐳㕥昱攵〰㔸㡣挰㈲ㅥ扤㡣搳㠵㐹攱㐴㈴搴慥㑥晣搲㉥攰敥㐰㌶摢搶㑤慡挷搴戱捡昶㜵㈳㘲攱摡㐸戸㌱挴㔳て㑣ぢ攷㑤㠴㘳㐲㌳㌰㠱㜹㝣㌴ㅥ收晣慤昶㜵㤳㘲挱挶昸㙣捥ㅣ慣㤹扦㙢㡡㈵㘲攵搷つぢ㌷㘲攷㌱挶㘴扢愸慥慡㍥㍡ㄷ户搶㌶㌵㌴㡥〸捥㡥晦㈹㠴㌲㕦㑡挰㤰戱㐷攵慡摣㕣㔵㤰㕢昰㝢㕦愳戰㠵愳㈴㘷ㄱ攵ㄲ㑣愹晥㡥㔶㠶㝤㤵㉡㤹搳挷戹慦㜲㤹㔲㙥ㄵ㜵㥤搳㥡扣㉦㤹挷㕦摤〹㍢㘸攱㙥㠰㔱㈳㈶㡦摡㜹搳挱晦捦㑤扥昹㡦愲㜰㠶㔷〱搹㉡㤲ㄳ㥣㜷㐳㜰〷㘳㑢㘱ㅦ㌷ㅣ㉤㠲搳㑡摦晡晣㜵ㄲ挳つㄱ㉦㥣っ㘷㜳㌸收愴ㄶ㘲扦挷㔱ㄷ㔳㜹㜱戸敤㘰ㄸ㍣㠷㙢〸㐶攲愶慦㈲摡搰㄰攴㤶挵慤戲ち㠷散㔰㠱㥣㔰攳㐰愲敢〰戲昹㤹㕤挱㜹攸ち捥㤳㉥扣ㄲ昳愶〵㘹戳㔶㜴㐶㌰ㄶ㑥搴㌷㠴㙢ち㘸昰挶㠲㍦挵㈶㠹㉤㈸て㘴㕡て搹㉥㜱㜶㥡㍥㙦搸㤸敡ち戵㝢攳つ〳愹愳晡搸㜰㜳攵攵㕢晤捥ㄹ攱㌸㝤搵㍣㥤搵㝢〰昲昱㤶づㅤ收㍥㘲㍢敦㐲㡦ㅣ㠳昲㌶㈱㈰攳㍣摤戶〸昰㡦㠹〶㙢㠷攳㉥㤳㘸慣慤㜹昷㜹〱㐴攴戱㈳㔶捣愹搹ㄵ戸㝦〱昷㐵捣挱㠹㙥慣㠰ㅤ㔵㤸昵㥣挷㐹摤㍥㐳㉤敥㥤㌹昹昹敤ち摣挶ㅡ㘵搵㉡㌵攷慡摡敦摥ㅦ攵愸晦搹㠴〱㌸㠴㜲〵㜸慥愰㍢㜳㘵扢〰搴㘳㌰戹㍥㘹〱㕤ㄹ戰㈷搹搸っ㘷晡晥攰㌹㡦ㄹ〹㌹昹つ㥣㕦㕤搰挰搵挱㌹㠵て戳慥㌱㑦ㅢ㤴昸摡ㄵ㍣づ扦摥ぢ㔱捦㙥摤㍡ㄸ敤ㅣ昵㈴挰ㅡ㥦ㅢ㠰戹㠰㝢㈳㐶敦〳㔰捦愳㤳敦㌹㝤晢搲挲晢㡤〰晥摡摥㙦㈸㑥㠷攵㝢づ敢㘱㔳捣搰㑢扤〸ㄷ捦㤶㜹㤰㙡改捣㑢扤㠴㌸㥥㝤攱戳㉢㉥㐳㌳㕡搶换扦㝡ㄹ〶㑦〱㡣㠷攷㡢㤴攲㥣㕢扥㔰攵戸ㅥㄸ搵㉢昰昰攰愸扢㜱㤵㕥㐵㡢〷ㅤ㙥㠴㕣㐷扤㍦愰挵㡤㔰扤㠶っ㡢㌸㘶㥢挴ㅤ挰ち摤㔹㜷㥢㝢㐰て〶ㅣ挸〰捥敦愵扡晡㈰㔸㐹㐱摥戲愵搹〴改挹戴㕥㑣攳㠴㕡ㄱ攴㘰㕡㄰愴㌷晥摡〵攱㘴摢捣㠲㝣㠲㠸慣〵昹ㄴ挱㠶㈰㠷㜰ㄹ㥡㘱㈶〵攱㐴摥㙣〴昹ㅣ㜱ㄹ〴昹〲㙥ㄱ愴㡣慢戴〳㤶㈵〸搷㔱㤷〳㕡ㄶ攴㉢愴戹〸搲㡦ㄵ晡戳敥搷敥〱㠷㌲攰㌰〶㝣㠳〰ㄱ㘴〰慣愴㈰摦搹搲㙣㠲ㅣ捥戴㈳㤸挶捤㕡〴ㄹ㐸ぢ㠲っ挲㕦扢㈰㍣㤶㘵ㄶ㈴ㄷㄱ㔹ぢ搲〶挱㠶㈰㠳戹っ捤㌲㤸㜱㠲慣㜸㥡㥥㡤㈰㍥挴㘵㄰愴㉤摣㈲挸㄰慥㔲〱㉣㑢㄰慥愳ㅥち㘸㔹㄰㍦搲㌶㘱攱搲づ㙤挳㔸愱㠲㜵摢戹〷㔴㌲攰㘸〶ㄴ㈲㐰〴ㄹづ㉢㈹㐸㤱㉤捤㈶挸〸愶㡤㘴㕡㘷〴㠸㈰愳㘸㐱㤰㘳昰搷㉥〸愷ぢ㘷ㄶ愴㉢㈲戲ㄶ㘴㑦〴ㅢ㠲㡣收㌲愴〸戲ㄷ㝣搹〸挲㌹挹ㄹ〴搹ㄷ㙥ㄱ㘴㉣㔷㈹〰换ㄲ㠴敢愸挷〱㕡ㄶ㘴㍦愴㙤㜲ち㌲㥥ㄵ㈶戰㙥㌷昷㠰㠹っ愸㘲㐰㈹〲㐴㤰㐹戰㤲㠲㜴户愵搹〴㤹捣戴㈹㑣敢㠳〰ㄱ㘴慡ㄴ挱挷扦昸㙢ㄷ㠴㤳㤱㌳ぢ搲ㄷㄱ㔹ぢ㔲㡥㘰㐳㤰攳戹っ㈹㠲昴㠳㉦ㅢ㐱㌸攳㌹㠳㈰㠷挱㉤㠲㥣挸㔵ㅡ〰换ㄲ㠴敢愸㑦〶戴㉣挸ㄱ㐸摢攴ㄴ攴ㄴ㔶愸㘶摤㠱敥〱搳ㄸ㄰㘴挰㈰〴㠸㈰搳㘱㈵〵ㄹ㘲㑢戳〹㔲挳戴㕡愶㡤㐴㠰〸ㄲ愲㠵㍤愴づ㝦敤㠲㜰挲㜳㘶㐱㡥㐱㐴搶㠲㡣㐶戰㈱挸っ㉥㐳㡡㈰㘳攰换㐶㄰捥慡捥㈰挸㌸戸㐵㤰㌰㔷㘹㍣㉣㑢㄰慥愳㥥〵㘸㔹㤰㠹㐸摢攴ㄴ㈴挲ちつ慣㕢攵ㅥ搰挸㠰㈸〳㈶㈱㐰〴㤹つ㉢㈹挸㔴㕢㥡㑤㤰㔳㤹ㄶ㘳摡㌴〴㠸㈰㜱㕡㄰㐴扥昸㘹攷㔵㕤ㄵ㐴㐰㘶㐱愶㈳㈲㙢㐱㙡㄰㙣〸搲挴㘵㐸ㄱ愴ㄶ扥㙣〴愹㐳㕣〶㐱㘶挰㉤㠲捣攵㉡搵挳戲〴攱㍡敡昹㠰㤶〵㤹㠹戴㑤㑥㐱㑥㘳㠵〵慣㍢换㍤攰㜴〶㥣挱㠰〸〲㐴㤰㌳㘱㈵〵㠹摡搲㙣㠲㥣挵戴㠵㑣㥢㠷〰ㄱ攴㙣㕡㄰㘴ㄱ晥摡昷㄰㑥搹捥㉣挸㘹㠸挸㕡㤰〵〸㌶〴㔹捣㘵㐸ㄱ攴㜴昸戲ㄱ㠴昳挲㌳〸㜲ㄶ摣㈲挸㌹㕣愵㠵戰㉣㐱戸㡥晡㕣㐰换㠲㉣㐲摡㈶愷㈰㑢㔹攱㍣搶㕤散ㅥ㜰㍥〳㉥㘰挰ㄲ〴㠸㈰ㄷ挲㑡ち㜲慥㉤捤㈶挸㐵㑣扢㤸㘹换㄰㈰㠲㕣㐲ぢ㠲㉣挳㕦扢㈰㥣㄰㥥㔹㤰换㄰㤱戵㈰㤷㈳搸㄰攴㔲㉥㐳㡡㈰㔷挰㤷㡤㈰㥣㜵㥥㐱㤰慢攱ㄶ㐱㉥攷㉡㉤㠷㘵〹挲㜵搴㔷〲㕡ㄶ㘴㈵搲㌶㌹〵戹㡡ㄵ慥㘶摤㔵敥〱换ㄹ戰㠲〱慢ㄱ㈰㠲慣㠴㤵ㄴ㘴㡤㉤捤㈶挸㉡愶慤㘶摡㍡〴㠸㈰搷搰㠲㈰搷攲慦㕤㄰㑥㍡捦㉣挸㙤㠸挸㕡㤰摢ㄱ㙣〸戲㠶换㤰㈲挸㝡昸戲ㄱ㠴㌳摢㌳〸㜲㈷摣㈲挸㕡慥搲㕤戰㉣㐱戸㡥晡〶㐰换㠲摣㠳戴㑤㑥㐱㙥㘴㠵㥢㔸昷㕥昷㠰㥢ㄹ㜰ぢ〳㌶㈰㐰〴㔹〷㉢㈹挸〳戶㌴㥢㈰户㌲敤㌶愶㌵㈳㐰〴戹㥤ㄶ〴㔹㡦扦㜶㐱㌶㈱㈰戳㈰㡦㈱㈲㙢㐱ㅥ㐷戰㈱挸ㅤ㕣㠶ㄴ㐱㌶挳㤷㡤㈰晦㐰㕣〶㐱㥥㠴㕢〴戹㤳慢昴ㄴ㉣㑢㄰慥愳扥ㅢ搰戲㈰捦㈰㙤㤳㔳㤰㝢㔸攱㕥搶摤攲ㅥ戰㠱〱昷㌱㘰㉢〲㐴㤰晢㘱㈵〵㜹捥㤶㘶ㄳ攴〱愶㍤挸戴㔷ㄱ㈰㠲㍣㐴ぢ㠲㍣㡣扦㜶㐱㌸㘱㍥戳㈰慦㈱㈲㙢㐱戶㈱搸㄰攴ㄱ㉥㐳㡡㈰慦挳㤷㡤㈰㥣㤵㥦㐱㤰户攰ㄶ㐱㌶㜲㤵摥㠶㘵〹挲㜵搴㡦〲㕡ㄶ攴㕤愴㙤㜲ち搲捣ち㥢㔸昷㍤昷㠰挷ㄸ昰㌸〳戶㈳㐰〴搹っ㉢㈹挸㠷戶㌴㥢㈰㑦㌰敤ㅦ㑣摢㠱〰ㄱ攴㐹㕡㄰攴㈹晣戵ぢ挲改昸㤹〵昹ちㄱ㔹ぢ昲㌵㠲つ㐱㥥收㌲愴〸昲つ㝣搹〸挲㌹晦ㄹ〴昹づ㙥ㄱ㘴ぢ㔷改㝢㔸㤶㈰㕣㐷晤㉣愰㘵㐱㝥㐴摡㈶愷㈰晦㘴㠵攷㔸昷㈷昷㠰攷ㄹ昰〲〳㝥㐶㠰〸昲㈲慣愴㈰扦搹搲㙣㠲扣挴戴㤷㤹㔶㠰㙢扤㈲挸扦㘸㐱㤰㝦攳慦㕤㄰㑥昶捦㉣㠸ㅦㄱ㔹ぢ搲づ挱㠶㈰慦㜰ㄹ㔲〴㈹㠴㉦ㅢ㐱㜸㐷㐱〶㐱㡡攰ㄶ㐱晥挳㔵㉡㠶㘵〹挲㜵搴摢〰㉤ぢ戲㉢搲㕣〴㜹㥤ㄵ摥㘰摤㡥敥〱㙦㌲攰㉤〶㜴㐲㠰〸昲㌶慣愴㈰㝢搸搲㙣㠲扣挳戴㜷㤹ㄶ㐰㠰〸昲ㅥ㉤〸戲ㅤ㝦敤㠲昰㠶㠲捣㠲散㠷㠸慣〵改㠶㘰㐳㤰昷戹っ㈹㠲㤴挲㤷㡤㈰扣㙢㈱㠳㈰摤攱ㄶ㐱㍥攴㉡昵㠰㘵〹挲㜵搴ㅦ〳㕡ㄶ攴㈰愴戹〸昲〹㉢㝣捡扡㍤摤〳㍥㘳挰㝦ㄹ搰ぢ〱㈲挸攷戰㤲㠲ㅣ㘲㑢戳〹昲〵搳㜶㌰㙤〰〲㐴㤰㉦㘹㐱㤰慦昰搷㉥〸㙦㕡挸㉣挸ㄱ㠸挸㕡㤰㠱〸㌶〴昹㥡换㤰㈲挸㈰昸戲ㄱ㠴㜷㐶㘴㄰㘴〸摣㈲挸户㕣愵愳㘰㔹㠲㜰ㅤ昵㜷㠰㤶〵ㄹ㠶㌴ㄷ㐱扥㘷㠵ㅦ㔸户挲㍤攰㐷〶晣挴㠰㑡〴㠸㈰㍦挳㑡ち㌲挲㤶㘶ㄳ攴ㄷ愶晤捡戴昱〸㄰㐱㝥愳〵㐱㜲ㄸ㘶㝢愷捥㕢㈲㌲ぢ㌲ㄱㄱ㔹ぢ㔲㠵㘰㐳㄰㝥㐰㤷㉡挸㈴昸戲ㄱ㠴昷㕤㘴㄰㘴㉡摣㈲㐸ㅢ㡣愰㡥㠳㘵〹挲㜵搴昹攸㙤㔹㤰ㄳ㤰收㈲㠸㡦ぢ摤㤶㜵㑦㜴て㈸㘰〰扦慢㕡㥤㠴㠰捤攰㔲晢㘱㈵〵愹戶愵愱摦晡㥣愵ㅤ摡扡㄰愰敡ㄱ㈰㠲戴愷〵㐱㍡㌰捣㈶〸㙦扢挸㉣挸㑣㐴㘴㉤挸㉣〴ㅢ㠲ㄴ㜱ㄹ㥡㘵㌰昳昲㝢〴扥㙣〴攱扤ㅤㄹ〴㠹挲㉤㠲散挲㔵㥡つ换ㄲ㠴敢愸㍢〲㕡ㄶ㈴㠶㌴ㄷ㐱㍡戱挲㙥慣ㅢ㜷て搸㥤〱㝢㌰㈰㠱㠰捤㔸㍤摤ㄹ㔶㔲㤰戹戶㌴昴㕢㠲㜴㐱㕢㜷〵愸㠵〸㄰㐱昶愴〵㐱昶㘲㤸㑤㄰摥摡㤱㔹㤰㐵㠸挸㕡㤰挵〸㌶〴搹㥢换搰㉣㠳㤹㠲㉣㠱㉦ㅢ㐱㜸晦㐸〶㐱捥㠵㕢〴搹㤷慢戴ㄴ㤶㈵〸搷㔱㤷〰㕡ㄶ攴㝣愴戹〸戲ㅦ㉢㜴㘳摤ぢ摣〳㑡ㄹ戰㍦〳㉥㐴挰㘶慣㥥㍥〰㔶㔲㤰㑢㙣㘹攸户〴改㡥戶敥〱㔰换ㄱ㈰㠲ㅣ㐸ぢ㠲ㅣ挴㌰㥢㈰扣㜱㈴戳㈰㉢ㄱ㤱戵㈰慢㄰㙣〸搲㤳换搰㉣㠳㤹㠲慣㠶㉦ㅢ㐱㜸㜷㑡〶㐱搶挰㉤㠲ㅣ捣㔵扡づ㤶㈵〸搷㔱ㅦ〲㘸㔹㤰敢㤱收㈲㐸ㅦ㔶㈸㘳摤ㅢ摣〳晡㌲愰㥣〱㌷㈲㘰㌳㔶㑦昷㠳㤵ㄴ攴ㄶ㕢ㅡ晡㉤㐱晡愳慤て〵愸扢㄰㈰㠲ㅣ㐶ぢ㠲っ㘰㤸㑤㄰摥㥣㤲㔹㤰㝢㄰㤱戵㈰昷㈲搸㄰攴㜰㉥㐳戳っ㘶ち戲〱扥㙣〴攱ㅤ㌰ㄹ〴㜹〰㙥ㄱ㘴㈰㔷改㐱㔸㤶㈰㕣㐷㍤ㄸ搰戲㈰て㈳捤㐵㤰㈳㔹㘱〸敢㍥攲ㅥ㜰ㄴ〳㠶㌲攰㙦〸搸㡣搵搳挳㘰㈵〵㜹搴㤶㠶㝥㑢㤰ち戴㜵㈵㐰㍤㠵〰ㄱ攴㘸㕡㄰㘴㌸挳㙣㠲昰搶㤷捣㠲㍣㠳㠸慣〵搹㠲㘰㐳㤰ㄱ㕣㠶㘶ㄹ捣ㄴ㘴㉢㝣搹〸挲晢㙢㌲〸昲ㅣ摣㈲挸㈸慥搲昳戰㉣㐱戸㡥㝡㌴愰㘵㐱㕥㐴㥡㡢㈰㘳㔸㘱㉣敢扥攴ㅥ㜰㉣〳挶㌱攰㘵〴㙣挶敡改昱戰㤲㠲扣㘲㑢㐳扦㈵挸〴戴昵㐴㠰㝡ㅢ〱㈲㐸ㄵ㉤〸㌲㠹㘱㌶㐱㜸㘳㑤㘶㐱摥㐵㐴搶㠲扣㠷㘰㐳㤰挹㕣㠶㘶ㄹ捣ㄴ㘴㍢㝣搹〸挲扢㜷㌲〸昲㈱摣㈲挸㔴慥搲㐷戰㉣㐱戸㡥晡㜸㐰换㠲㝣㠲㌴ㄷ㐱㑥㘰㠵ㄳ㔹昷㔳昷㠰㤳ㄸ㜰㌲〳㍥㐳挰㘶慣㥥㍥〵㔶㔲㤰㉦㙣㘹攸户〴愹㐶㕢㑦〳愸敦ㄱ㈰㠲〴㘹㐱㤰改っ戳〹挲㥢㜷㌲ぢ昲㈳㈲戲ㄶ攴㈷〴ㅢ㠲搴㜰ㄹ㥡㘵㌰㔳㤰㥦攱换㐶㄰摥㈱㤴㐱㤰摦攰ㄶ㐱㐲㕣愵ㅣ㥣敡㕡㠲㜰ㅤ昵っ㐰换㠲攴㈲捤㐵㤰㝡㔶〸戳㙥ㅢ昷㠰㤹っ㤸挵㠰㍣〴㙣挶敡改〸慣愴㈰㙤㙤㘹攸户〴㘹㐰㕢㌷〲昲㜷㐱㐰㜶㌷㥡㜰㌶㕣戱敤敥ㅦ捥㤲㡣敦㔲㌷愱㈹ㄸ挱㡦㝣㡣挳㐴昴〴扢晥っ搳㄰昳㡣摢〱搲扦㜷㍡昵户㍦㜰て㡤慣挲㠹㈷敦㠳㌵㑢攷㈰㌵搶㕣户㌸㈳㝦摦敤〲晥晣㑢㝦晡敤户散㐶㔱ㄸ愵敤ㅣ㝥搷㘹㜵㜵㑥〱挷㠴㐸㤰㡥ㄳ愷㜷㐵㌳挳㙣摣戴㤹昳慣搴㜱攷㤴㐲㑥ㄳ敤ㄹ攱捦〱戹捤㐵㑣㥤㤴㍢ㅢ㕢㠷敡㠴搱㔸㐳㥦㑡换㕣㤰晣㍤搰摢攲㡣㑥㈴攰㤶㈰捥敤慣㑡捣㡦㘰㍥㉤㥢晣〶㑦愳挵㘹㠵㠶ㅢ㡢ㄷ㡤攵攱摥愷昴慦散㑤收摥㡦㔲敤㍡愵㝤㐵戲愴搱戳ㅢ㤶㈶晦㘲㤰敢㤹㥦捡㈷㜳昸昰挵戱㠸㥤挶㠶㙢㘲搱㜸戴㡥扦㠸搲ㄸて昰㑢戳昱扤㌶㝤㠶收㕦㠸㡡慥㘳㜲挵昲ㅡ昹㑢㌶㈲㤱㝦㔶㘳㜴㙥愳㉣㑤㝥㥣摦ㅤ㉥㝣戵㙤换㘱㜸换㠰㍣扡㠱扣攲捥㔸㔰㍥㡡扢㔸㡤慥㔶㘳㑦戳㔱戴ㄷㅡ捣昲㐹攴ㅦ〸挵㝢愳㌲㐷昱㌵㘱〵㜶愹ㄸ㔶㥤晡㈳㍤扥㌹攸㉥㐴户㑣㕡㥤㠸慦搹昶捤㐵㑦〷昴搸㘶㜸ㄷ敦㘳㔶搱昳攰搴㈵愸愷〳〰ㄵ㐰㍦て㈵㝥㜵づ㜸攳愶捥戱㘴㤳㔵㈵㘸㜲戳搵愷㈳㐷㜵㐳㑢㈸㍡㠳ㄶ㠲ㄸ愸昶〷㜲戳㔲㡢㤰㑡㌱搱㠹㉦㈴㐰〸挵㔰ぢ搱㐳㐱㔲〹㍤㠰愹㜸ㄴ㜷户ㅡ㍤慣挶㠱㘶愳攸㈰㌴㕡㠷搰㥥愸捣㔱㌴〹搵愴㑦㤳戱攲㕥㔶晦ㄲ㜶㜵㘷挴〱〰搵ㅢ晤〶㐵昳戱㈶愹ㄴㅤ〲㥦㔰戴ㄴ㌹慡っ㤶㔰㜴ㅥ㉤攴挲捥㔱攵㐰愱㘸づ搲㉤㡡㝣ㄷ㈰挴㜳㈳㔶〹㔷摥晡戱ㅥㅥ挵晤慤挶愱㔶攳㌰戳㔱㌴〰㡤搶攱敤㜰㔴收㈸改扣ㅤ㘱昵㉦㈳㙦晣㝥㔶摤ぢ愰〶愱摦攰慤挱挱摢㘰昸㠴户㉢挸搴㄰㔸挲摢㤵㜶摥㠶愲㔷㜸㥢㘹攳㙤攷愶㔵敦㑡搱㌰㈴昱㔱㕣㘱㌵㉡慤挶搱㘶愳㘸㌸ㅡ慤㐳搱〸㔴收㈸改ㄴ㡤戴晡㔷㤳愲㜲㐶昰㐶つ㜵っ晡つ㡡㠲づ㡡㐶挳㈷ㄴ㕤㐷㔲挶挲ㄲ㡡搶摡㈹ㅡ㠷㕥愱攸ㄴ㔷㡡㑥㜲愵㘸㍣㤲昸㈸㥥㘰㌵㈶㕡㡤㉡戳㔱㌴〹㡤搶愱㘸㌲㉡㜳㤴㜴㡡愶㔸晤敢㐸搱攱㡣ㄸ〰㔰挷愱摦愰㘸戲㠳愲攳攱ㄳ㡡搶㤳㤴ㄳ㘱〹㐵㜷搸㈹㍡ㄹ扤㐲搱㐴㍢㐵摣晢攴〰㌵摥㤵愲㔳㤰挴㐷㜱戵搵㤸㘶㌵㠲㘶愳㘸㍡ㅡ慤㐳㔱つ㉡㜳㤴㜴㡡㙡慤晥つ愴㘸〸㈳㡥〴愸㍡昴ㅢㄴ㡤㜲㔰㌴〳㍥愱攸㐱㤲ㄲ㠶㈵ㄴ㍤㘴愷㘸ㄶ㝡㠵愲攱慥ㄴ㔵扡㔲ㄴ㐱ㄲㅦ挵つ㔶愳搱㙡㐴捤㐶搱㙣㌴㕡㠷愲㔳㔱㤹愳愴㔳ㄴ戳晡㥢㐹ㄱ扦㙢㔵㔷〲㔴〲晤〶㐵㠳ㅤㄴ㌵挱㈷ㄴ㙤㈶㈹㜳㘱〹㐵㑦搸㈹㥡㡦㕥愱攸〸㍢㐵挹㤷戹〱慥ㄴ㥤㠶㈴㍥㡡ㄷ㔸㡤搳慤挶ㄹ㘶愳攸㑣㌴㕡㠷愲戳㔰㤹愳愴㔳戴搰敡摦㑡㡡㐶㌳攲ㄸ㠰㕡㠴㝥㠳愲㌲〷㐵㡢攱ㄳ㡡㥥㈷㈹攷挰ㄲ㡡㕥戰㔳㜴㉥㝡㠵愲摥慥ㄴ昵㜲愵㘸㈹㤲昸㈸㍥捦㙡㥣㙦㌵㉥㌰ㅢ㐵ㄷ愲搱㍡ㄴ㕤㠴捡ㅣ㈵㥤愲㡢慤晥㔷㐹ㄱ扦㔱㔵㡦〷愸㘵攸㌷㈸摡摦㐱搱愵昰〹㐵慦㤳㤴换㘱〹㐵㙦搸㈹扡ㄲ扤㐲搱㝥㜶㡡㤲挷愲㠰㉢㐵㔷㈱㠹㡦攲慢慤挶㜲慢戱挲㙣ㄴ慤㐴愳㜵㈸㕡㠵捡ㅣ㈵㥤愲搵㔶晦㜶㔲㌴㤵ㄱ㔳〰敡㕡昴ㅢㄴ㜵㜱㔰戴〶㍥愱攸㈳㤲戲ㄶ㤶㔰昴戱㥤愲ㅢ搰㉢ㄴ敤㙥愷㈸戹愳㜵㜲愵攸㐶㈴昱㔱㝣㤳搵戸搹㙡摣㘲㌶㡡搶愱搱㍡ㄴ摤㡡捡ㅣ㈵㥤愲摢慣晥ㅤ愴攸㘴㐶昰㕢㔹搵㝡昴ㅢㄴ戵㜷㔰㜴〷㝣㐲搱㌷㈴攵㑥㔸㐲搱户㜶㡡敥㐶慦㔰攴㜷愵愸挰㤵愲㝢㤰挴㐷昱扤㔶㘳㠳搵戸捦㙣ㄴ摤㡦㐶敢㔰昴〰㉡㜳㤴㜴㡡ㅥ戴晡㝦㈶㐵㌵㡣㤸づ㔰て愳摦愰㐸㌹㈸㝡〴㍥愱㈸㈷ㅦ㤱ㅢ㘱〹㐵晣㠵㑢㌶㘰攷愸㐷㠱㐲搱慦㍦敥㍣攵摥㜹敡昸㌳㝡㥤敦㑡㥡㤹㡡㐷昱㈶慢昱㤸搵㜸摣㙣ㄴ㙤㐶愳㜵㈸㝡〲㤵㌹㑡㍡㐵晦戰晡ぢ戰㠲昲㘳㠲㥡摦扡慡㥥㐲扦㐱搱户㔸㥢搴㜷㈵㑦挳㈷ㄴㄵ㤲㤴㉤戰㠴愲昶㜶㡡㥥㐵慦㔰昴㤵㉢㐵㍢㕣㈹晡㈷㤲昸㈸㝥捥㙡㍣㙦㌵㕥㌰ㅢ㐵㉦愲搱㍡ㄴ扤㠴捡ㅣ㈵㥤愲㤷慤晥㑥愴㈸捡〸㝥换慡晡㌷晡つ㡡㍥㜶㔰昴ち㝣㐲㔱㘷㤲昲ㅦ㔸㐲㔱ㄷ㍢㐵摢搰㉢ㄴ㝤攰㑡搱㜶㔷㡡㕥㐷ㄲㅦ挵㙦㔸㡤㌷慤挶㕢㘶愳攸㙤㌴㕡㠷愲㜷㔰㤹愳愴㔳昴慥搵ㅦ㈰㐵晣摥㔳捤㙦㔵㔵摢搱㙦㔰昴㠶㠳愲昷攱ㄳ㡡㑡㐹捡㠷戰㠴愲晤敤ㄴ㝤㡣㕥愱攸㌵㔷㡡㕥㜵愵攸ㄳ㈴昱㔱晣愹搵昸捣㙡晣搷㙣ㄴ㝤㡥㐶敢㔰昴〵㉡㜳㤴㜴㡡㜶㔸晤扤㐸搱〲㐶㥣〶㔰㕦愱摦愰攸〵〷㐵㕦挳㈷ㄴ昵㈱㈹摦挲ㄲ㡡捡散ㄴ㝤㠷㕥愱攸㥦慥ㄴ㙤㜵愵攸㝢㈴昱㔱晣㠳搵昸搱㙡晣㘴㌶㡡㝥㐶愳㜵㈸晡〵㤵㌹㑡㍡㐵扦㕡晤〳㐸搱搹㡣㔸〸㤰慦㍦㌲㈸㝡挲㐱㤱挲㤱㕤㈸ㅡ㐴㔲㘴㠶〹昳〶摢㈹捡㐷㡣㔰昴㤸㥤愲攴㜹㔱戳㉢㐵㍥㈴昱㔱捣搹㈵搲㈸戰ㅡ摡㙣ㄴ㜱㈶㐹敢㔰搴づ㤵摤㈸㉡戴晡㉢㐹搱戹㔸㉥捤㙦㑣㔵㥣㤴㘲㔰昴㤰㠳㈲捥㈳ㄱ㡡㐶㤲㤴㕤㘰挹㔶㌴捡㑥㔱㐷昴ち㐵昷扢㔲戴挱㤵愲㑥㐸攲愳㜸㌷慢挱挹ㅤ搲戳㠷搹㈸敡㡣㐶敢㔰挴ㄹ㈱㙥ㄴ㜱㤲㠸昴㡦㈷㐵晣㈶㔳捤敦㐹㔵㝢愱摦愰攸づ〷㐵㝢挳㈷ㄴ㑤㈲㈹㌲ぢ㠳㜹㤳敤ㄴ㤵㈰㐶㈸扡捤㑥㔱昲搴㜱㥤㉢㐵㥣㝤挱㐷㌱㘷㘰㐸愳搴㙡散㙦㌶㡡づ㐰愳㜵㈸攲ㅣつ㌷㡡㝡㔸晤㈷㤱愲换戱㕣晡㌲㠰攲挴つ㠳愲戵づ㡡㝡挲㈷ㄴ㑤㈳㈹㌲㉦㠲㜹㐱㍢㐵㥣ㄷ㈱ㄴ㕤㙢愷㈸戹愳慤㜶愵愸て㤲昸㈸㉥戳ㅡ㥣〰㈱㍤攵㘶愳愸ㅦㅡ慤㐳㔱㝦㔴㜶愳㠸ㄳ㈹愴扦㥥ㄴ慤挰攲攸攵〰㌵〰晤〶㐵㔷㍡㈸攲散〷愱㈸㐲㔲㘴愶〲昳ㅡ散ㄴつ㐶㡣㔰㜴㤹㥤愲攴㔶戴捣㤵㈲捥㔰攰愳㤸戳ㄴ愴㜱㤴搵ㄸ㙡㌶㡡㌸㈳愱㜵㈸攲㍣〶㌷㡡㉡慤晥〴㈹㕡㠳攵搲搷〲搴㜰昴ㅢㄴ㥤攷愰㠸昳ㄱ㠴愲㜹㈴㘵ㄴ㉣㌹ㄶ捤户㔳㌴ㅡ扤㐲搱㕦㕣㈹㕡攲㑡搱ㄸ㈴昱㔱捣㜹〳搲攰㈴〱㘹㜰愲〰ㅦ㐵攳搱㘸ㅤ㡡㈶愰戲ㅢ㐵㥣㙣㈰晤ぢ㐹搱㑤㔸〸㝤㈳㐰㑤㐲扦㐱搱ㄹづ㡡㈶挳㈷ㄴ㉤㈱㈹昲㘹㍥昳捥戱㔳挴㑦昳㠵愲搳散ㄴ㈵㜷戴㜹慥ㄴ昱㔳㝣㍥㡡昹㐹扥㌴㑥戲ㅡ㈷㥢㡤㈲㝥㙡摦㍡ㄴ昱戳㝥㌷㡡愶㔹晤ㄷ㤲愲摢戱㕣晡㌶㠰攲〴〰㠳愲㔳ㅤㄴ昱㌳㝢愱㘸ㄹ㐹㌱㍥㕦㐷摥愵㜶㡡昸昹扡㔰搴㘸愷㈸戹愳㐵㕣㈹慡㐷ㄲㅦ挵㘱慢挱て搲愵㘷㤶搹㈸㡡愰搱㍡ㄴ昱搳㜷㌷㡡昸㠱扣昴㉦㈷㐵晣敥㔱㝤ㄷ㐰捤㐶扦散㍥慢搰㙦㍤㡡㑦㐵㉦晥攳㌶㍡昴戶㙦愳收挱㈸愵扤㠵戰㤵昰㉣㐰㑤〳〳摢昰搵慣㡥摦㤱慢㌶ㅤ㡥摦㈹㍣ㅤ㤵㥣攳㥤㠱㕥晣挷晤㙢挶㜸㑢㘰㤴搲㑥ㅢ敦㜸慦昱㡥㌳ㅤ㡥ㅦ昹㕢㡡㑡㌲摥慤昶昵㍢て扤昸㡦捤挴ㄸ㙦ㄹ㡣㔲㤷昱㈶㝡㡤㌷挱㜴㌸㝥㈷敦ち㔴㜲慥摦㤵攸挵㝦㄰㙦㡣户ㅡ㐶愹换㜸愳扤挶㍢挶㜴㌸㝥㘴敥㍡㔴㜲㡥户ㄶ扤昸㡦㥢扣㡣昱搶挱㈸㜵ㄹ慦搲㙢扣ち搳攱昸㠵戶昵愸攴攴㤳ㅦ㘷攰㍦敥慥㌲挶摢〰愳搴㘵扣挱㕥攳つ㌲ㅤ㡥ㅦ㌹㝢㄰㤵㥣攳昱戳〱晣挷㍤㔳挶㜸捤㌰㑡㕤挶㍢搴㙢扣晥愶挳昱㍢㘱㥢㔱挹挹㈷㉦戴攳㍦戶㝡㘳扣慤㌰㑡㕤挶㍢挴㙢扣摥愶挳昱㈳㕢捦愳㤲㜳扣ㄷ搰㡢晦戸〵挹ㄸ敦㔵ㄸ愵㉥攳昵昰ㅡ慦扢改㜰晣㐲搵敢愸攴攴昳つ昴攲㍦敥晤㌱挶摢づ愳搴㘵扣ㄲ慦昱〲愶挳昱㈳㑦ㅦ愱㤲㜳晤㍥㐶㉦晥攳㡥ㅥ㘳扣ㅤ㌰㑡㕤挶敢敡㌵㕥ㄷ搳攱昸㠵愴㙦㔰挹㌹摥户攸挵㝦摣㑡㘳㡣昷㌳㡣㔲㤷昱㍡㝡㡤户慢改㜰晣扣㤰㕣攱㘳愵㤴攳㈷慦昴挹㜸㍢㡣昱㜸㘱捣㙤扣㐲慦昱摡㤹づ挷㙦昳ㄴ愲㤲㜳晤㜸搹㑣挶晢捥ㄸ㡦㔷㤹摣挶换昷ㅡ㉦捦㜴㌸㝥搸愶戳敢㜸扣〶㈵攳晤㙡㡣挷㑢㌶㙥攳晤晡㠳挷敢挳㉦愶挳昱摢㌰㜲㈱挷挱㈷㉦攸挸㜸昹㤸扣㠲搷愳㕥ㅥ攳㝤攷㌵摥晦㑣㠷攳攷㔵攴慡㠸㘳㍣㕥ㅤ㤱昱ち㡤昱〶㜸㡣户挳㙢扣㉦㑣㠷攳户㐹攴ㄲ〳挷㑢㜹㍤攲愵〶ㄹ慦愳㌱ㅥ摦㤹扢昱昹戱搷㜸ㅦ㤹づ挷捦㝢挸晢㜵挷㜸㝣摦㉥攳㜵㌵挶攳摢㕣户昱摥昵ㅡ敦ㅤ搳攱昸㠵っ㜹昳敢攰㤳㙦㠲㘵扣ㄲ㘳㍣扥㘷㜴ㅢ㙦㥢搷㜸慦㤹づ挷捦㑢挸㍢㐹挷晡昱ㅤ愵㡣搷挳ㄸ㡦㙦挰摣挶㝢搹㙢扣㤷㑣㠷攳ㄷㅡ㈲愸攴摣晦昸昶㑣挶㍢挴ㄸ㡦敦㘶摣挶㝢搶㙢扣慤愶挳昱昳〶昳㕣挷攳㝢ㅤㄹ敦㔰㘳㍣扥㌵㜰ㅢ敦ㅦ㕥攳㍤㘱㍡ㅣ扦つ㈰㙦ㄸㅣ㝣昲㡤㠳㡣㌷搸ㄸ㡦攷搹㙥攳㍤敡㌵摥摦㑤㠷攳敢昵攵散摢戱扤昰㉣㕣挶慢㌴挶㕢敥㌱摥㠳㕥攳㍤㘰㍡搲扦㥢扥搸㍡㑣攷昳捣昶㈰敦㙦㐱㌷扥㐴ㄳ㌳昶㐲㜱昹慥搸㈲㉣㘳㝥ㅤ攷ㄸ戶慢攳㐴扥㤰㝣㤳愷㝣晤㜸㐴㈶攸ㄵ攲晢㌴㘳戳㐲戱㌱昸㜶㔸㝣㡢㘶㔵搸晣昵昰㔱昸搶㔸㝥摢愱昵㍤㡥㕡㉣捥づ昵搵㡤㡢攱㡢ㅤ摢搶㡤㡡攳㍢㘸㙢ぢ昰㜳昳㠹㐴㈸搶昸㘷㤸攵㡡敢愵㜹㤸㝢㡣㠷昱㌵㥢慥戳ㄵ㌹つ㌱晤㝢ㅦ㙤㕦戴扢㤳て敢㡢㤶㜳昹㌵㥣扦㙦㡥慢㑣慦捥㔵昷㐱㔷昹㔸散搳扥㕤㘴ㅥㅦ扥摡ㄳ㍦㜶㡢慤挴慦㘴㜹ㄵ㈶〶㑡慣〰敥㡦㠱捣㤴摡捣扦挷㌵㝦㥣㘷㝥戱㜵㤸㔶㝣愷㘰㉢㜴愷㙢愱㠹㥥㠵ㄴ捦晣㙤昹敢㕤昳㈷㝢攷㍦㤸㥡㝦慢㙢晥㜱摥昹㍣㌳户㡤㝦戳㙢晥㠹摥昹㍣搳戶攵摦攰㥡㝦㡡㜷㍥捦㥣㙤昹搷戹收〷扤昳㜹㈶㙣换扦挶㌵扦搶㍢㥦㘷戶戶晣㤵慥昹㌳扣昳㜹愶㙡换扦摡㌵㝦愶㜷㍥捦㍣㙤昹㔷戸收㌷㜸攷昳㑣搲㤶㝦愹㙢晥㙣敦㝣㥥ㄹ摡昲㉦㜶捤㡦㝢攷昳㑣捦㤶㝦㠱㙢晥ㅣ敦㝣㥥戹搹昲㤷扡收捦昷捥攷㤹㤸㉤晦ㅣ搷晣搳扤昳㜹㘶㘵换㕦攴㥡㝦㤶㜷㍥捦㤴㙣昹㘷戹收㉦昲捥攷㤹㡦㉤晦㜴搷晣㜳扣昳㜹㈶㘳换㥦敦㥡扦搴㍢㥦㘷㈶戶晣㌹慥昹ㄷ㜸攷昳㑣挳㤶ㅦ㜷捤扦搸㍢㥦㘷づ戶晣搹慥昹㤷㝡攷昳㑣挰㤶摦攰㥡㝦㠵㘷㝥㍥㕦㈳戲㝥戱攲ㄹ摥敦扣户攱㉡㡣愳昸㠲挲〱昵搵戴昸慡㈰搶㜲㕡㍣挶㡢戵㠲ㄶ㡦搸㘲慤愴挵攳慦㔸慢㘸昱㘸㉡搶㙡㕡㍣㌶㡡㜵つ㉤ㅥ改挴扡㤶ㄶ㡦㕢㘲慤愱挵愳㤰㔸搷搱攲㌱㐵慣戵戴㜸㠴㄰敢㝡㕡摣摦挵扡㠱ㄶ昷㕥戱㙥愴挵㝤㔱慣㥢㘸㜱捦ㄲ敢㘶㕡摣㑦挴扡㠵ㄶ户㝡戱搶搱攲㌶㉣搶慤戴戸㐵㡡㜵ㅢ㉤㙥㕦㘲摤㑥㡢㕢㡢㔸敢㘹㔱㝢戱敥愰㐵㈵挵晡㉢㉤㈱ㄵ㥡愴扣换㔶㐲慥愳㔷㐸㘶慦昵搲㡤㜶㡥ㄲ戲ㅤ戱㐲扡愳㔷挸㘷㙦㑡〵ㄱ挱搱㉢㘲㌸㉡㠸㈸㡥㕥ㄱ挷㔱㐱㐴㜲挴㡡㔸㡥㕥ㄱ捤搱㉢攲㌹㝡㐵㐴㐷慦㠸改攸ㄵ㔱ㅤ扤㈲㉥㝢㔳㜸㄰㤱ㅤ扤㈲戶愳㠲㠸敥㠸ㄵ昱ㅤ戱戲ㄱ㌸㝡㘵㘳㜰㔴㤰㡤㈲㍤戶摤晦〳换㔳昸戱"]
[null,null,null,null,null,"Decisioneering:7.0.0.0"]
[null,null,null,null,null,"CB_Block_7.0.0.0:12"]
[null,null,null,null,null,"㜸〱捤㝤〹㜸ㄴ㔵摡㜵㙥㐸㥡㔴ㄳ㐸㄰ㅣㄱ㔱㍢㄰㐵〵搹〲戲㠹〸〹晢ㄶ〸㡢㝢㙣㤲づ㘹改愴戱扢〳㐴㕣㄰㜵㐴㐱挵㥤挵ㄱ昷つ昷㝤ㄹ㌵㈸㡥㍡攲戸㡥㍡愲愳㈲摦攷㍥攲㌶㙥愸晦㌹㙦㔵戵搵㕤户㍡晤昹㥢攷戱愰摦摣昷扥㕢搵㌹㔵搵戵摣慡捥㔱㌹㌹㌹扦㘰攲㕦㑥㜹㙣昴愸㙡㡥㈷㐲つ晤捡愳㤱㐸愸㈶ㄱ㡥㌶挶晢㡤㠹挵㠲捤㔳挳昱㐴㍢㌸昸慡挳戰挷昳慢攳攱㤳㐲〵搵㡢㐳戱㌸㥣昲㜳㜲ちち㡣㕣搸昷戴㍥挵戶㘲㌰捡挸愳㠰㔷㡥攱愳㘸㑦㔱㐰㘱㔰昸㈹㍡㔰ㄴ㔲㜴愴攸㐴㔱㐴㔱㑣搱㤹㘲㌷㡡㉥ㄴ㕤㈹㜶愷昸ㄳ挵ㅥㄴ摤㈸㔸摦攸㑥戱ㄷ㐴㘱て㠸慡昲戱㌳收㥦㠰愵愹㑡㐴㘳愱扥㠱戹收㍣㡦ㅡ摡慦慣摦挰〱〳づ改㌷愰㙦愰扣㈹㤲㘸㡡㠵㐶㌵㠶㥡ㄲ戱㘰愴㙦愰戲㘹㝥㈴㕣㌳㈵搴㍣㍢扡㌰搴㌸㉡㌴㝦㐰搹晣攰攰㘱〳〷てㄹ㔲㌷㝣昸戰挲扤㤱㜸㕡昹搸捡㔸愸㉥晥㍢愵摣㠷㈹㘷㤴㡦敤㌷㍤㤴昸㥤㔲敥㡢㤴搳换挷㔶㐴ㅢ㠲攱挶摦㈷㘷㍥昹㉣慢〸搵㠴㐹㝣㈸ㄴぢ㌷㉥攸㠷㤹㑥〱ㄹ摡搰㝥攳㠱㜶㑤㌰㥥㈸て㐵㈲戳㐲㜵攴扣戰㠱㠰㠵㘲愱挶㥡㔰扣㔳挳戸愵㌵愱㠸㘵㡥ㄷ㌴捣つ挶愶〷ㅢ㐲㜹㙣ㄴ㌵㤸㥣㑤慡つ㌵㈶挲㠹收㡥つ㜳攲愱㔹挱挶〵㈱扡攴㌷㑣㘸ち搷收攵愹扣扣㥣㜶扤㜵㌳㈳挴昴ㅢㅦ慢㈹慦て挶ㄲ愲㤱戲㠱㍡㕦挷摡㈱㌳㥥㌲㕢㕣㠳〲㘹㔱㈴愹㉡摣㌰㈵ㄴ㙢っ㐵㔸㠴搴昵㐹㜳ㄲ㑣㑣攴㤳攰搸㑢㐳㕥㔴〷㙢㕢攳愲戰㡡ㄱ愰㈸㠱昰昵㠴攸㕥ㄹ㙣㥥ㅦ慣㔹ㄸ愸〴挶搱摡挰挱㠱㔹㜳〶〶捡慢愶〶〶ㄹ扤攸㔹ち愱昲戶㘱ㄳ㜶㘶攲㘶㤴㕢ㅤ捣慤㥥㥦㕢㕤㤳㕢㕤㥢㕢ㅤ捡慤慥换慤㕥㤰㕢㕤㥦㕢ㅤ捥慤㍥㈱户㝡㈱㝣散愹愰㝤晢㕣㙢㝡晦改㠳ち捥㕢㝡敥搴㜳㡥ㅢㄲ㝦搱ㄷ㌹㑥㜱慢㤵捤㜷㝦㌴㡣摥㄰扥〳㈰扣攷㙣㠸㜱㈰㍤て㠲㔰敡㥦㤸㌳捥摤㜱㐷㍣㌴㜲摣攴㙢愶慤摥㙤摦戲つ晢戴㝦㔴㜱㍦㈰㘹晢搲昹㘰〸㕦㍦〸㕤摡㐱搶〲昷愷攷〰〸愵㕥戰搲摥㍥晤昹愶〲晦〷攳㉦晢敢摥ぢ㐷扦昴挴㔵㡡㝢ㄶ㐹㍢㠸捥㘵㄰扥挱㄰㝢捦㔸ㄴ㡡昵ぢ㤴㐷攳㠹㐰㔵㜰㌱㔶搷ㄴ㈸㠷搰昹㄰〸愵㥥戵㌲捦扤敦慣㉦挶晣㉢㙦昲㤵㡦扤搴昹㜵戵㌶愸戸敡㑡收㘱㜴ㅥづ攱ㅢ〱愱㥢㘱㤳愱挱挶㐸㝡ㅥち愱搴㤳㔶摡摣晦㡥晣㘲攵攲㔵㠷㥦㍥㜱晥愳攳㙦㤸㍥㐵㜱〷㈸㘹て愳昳㘸〸摦攱㄰扡戴㘵㠲㐳㤹㌱㠶㥥㘳㈱㤴㝡搴㑡扢攰戳㠷昳㡥㥥晣挳㡣挷㕥敢扦㍣晦㡥挳晣㡡扢㔴㐹㕢㐱攷㜱㄰扥昱㄰㝢㑣㉤㉦户〰㠸ぢ〲挳㈴攷㘰㘳〲摤㈶㐲㈸昵㠰㤵㜳搵挲㠶攳㜲户攷㑤㔸㝢昴晣㑢捦晥攸愷ㄱ㡡㝢㘸挹㌹㤹捥㔳㈰㝣㔳㈱㜴戳㙡㈲㌰搰㤸㐶捦改㄰㑡摤㘵愵㍤㙤㝣摤㥣㜵㡢换㈷摥昳搰㕦扢摤㌸㝥挸㥢㡡㉢慢愴慤愴昳㑣〸摦㉣〸敦戴㘵㐶ㄵ㍤㘷㐳㈸戵挹㑡摢㙦攴㑢〷慦敡昵挴戸昳㌶㉥㙡晥昳扣摢㑢ㄵ扦㐵㈴敤㕣㍡捦㠳昰ㅤ〱愱㑢㙢〲㍢挸㌸㤲㥥㐷㐱㈸㜵扤㤵戶摤敥敦敦戱昸㥤㙦挷㕦戵㉣㌱愸昴㤸㤱㕦㉡㝥㉦㐹摡㘳攸㝣㉣㠴敦㌸〸㕤㕡㜳扤ㅤ㙣㔴搳昳㜸〸愵㌶㕡㘹て㍥㙤㘴捦晥㝦晤㜸昲㌹扢摤晣㙤搱㤲㡦㈶㉡㝥搳㐹摡昹㜴慥㠱昰搵㐲㜸慣户㠳㠵戵㠱㐶㠸捥㜵㄰㑡慤戳㌲捦㍥敦挶扥㘳㑡捡㈶摣㌷攳慡捥ㄳ㕥㝦敤〲挵慦㑦挹㕣㑦攷㌰㠴敦〴〸㡦捣昶晡挰扤㠳ㄱ㠱㔰敡㘲㉢昳昰愱㥦㙦㌸㍥㌷㍥攱扣㑢换ㅦ㥢ㄶ晣戱㔹昱㍢㔹㌲㌷搲㌹ち攱㕢〴攱㤱搹㕣㈵捡㡣ㄳ改ㅣ㠳㔰敡㍣㉢昳捡敤㐵㉦晡㌷㕥㌹攱昶㉦愶敤扥㘱㑤㕥㔷挵㉦㝡挹㥣愰㜳ㄳ㠴㙦㌱㠴づ㘴㤳扢㠱挶ㄲ㝡㉥㠵㔰敡㙣㉢㙤攵昳㌳㜶晣昴搴㤸㡡敢㝢㝣㜶捤攵晦㍣㘵戸攲愱㠳愴㍤㠹捥换㈰㝣㈷㐳㜸捣昰㄰㙢户㜳ち㥤㑦㠵㔰敡㜴㉢昳挱㙢㕦晣攷㕥扥㜹㔳搶㐴搶㑣㝣㜳挲慥搱㡡挷㈳㤲㜹㌹㥤㑦㠷昰慤㠰搰捤戰戹㔶っ㌴捥愰攷㤹㄰㑡㉤戳搲㕥昲摥戴昰攷㉦扤㌳攵㤲愲捥㕤昷㥦㍤户㔹昱〸㐷搲晥㤹捥㘷㐳昸㔶㐲㜸捣昰㈱搶晥攱ㅣ㍡㥦ぢ愱㔴㤳㤵㜹㘸晣挹㘳挶㙣搹㝥昸愶晣扥㍦扤晤㐲摦㔷ㄴて㥢㈴昳㙡㍡㥦〷攱㍢ㅦ㈲㘳收㐱挶〵㜴㕥〳愱㔴搴捡扣㜵挳㠸㠷戶㝥搱㝦晡㥤㌷昶㡥慦摢晥㘸㤵攲戱㤸㘴扥㠸捥ㄷ㐳昸㉥㠱昰挸㙣敦搳㉥愵昳㘵㄰㑡㠵慤捣搷㜴ㅡ㝤晦㙥㔳㕥ㄸ晦挰㐹㠳ㅥ摤㝡㙡㔹㐴昱〰㑦㌲慦愵昳㍡〸摦㝡〸㡦捣昶㑥㜸〳㥤慦㠰㔰慡挶捡㝣㜴㘱㐳㌰户挷㤰㈹㙢㍥㝥㐴摤晡攸㈹㈳㔴㌷㤸㈵昳㤵㜴摥〸攱扢ち㈲㘳收㈱挶搵㜴扥〶㐲愹㘳慤捣ㅢ㐶慥敥昳散㌱ㅦ㔴㕣搷愳换㔵㕦㜶㝥攲㝢挵㐳㔱挹㝣ㅤ㥤慦㠷昰摤〰攱㤱㜹愸戵捡摤㐸攷㥢㈰㤴㥡㘷㘵晥攱戵ㄷ昶㜸晦挲㔳㈷慣㕡搶戸敡㠰㔷慦〹慢敥㌰㑢收㕢攸扣〹挲㜷㉢㐴挶捣〳㡤摢攸㝣㍢㠴㔲㌳慤捣㕢敥摣ㄴ㔹㕢戲摦戸㡢㍥敢㌹㙡晤挰扤㘶㈸ㅥ㌴㑢收㍢改㝣ㄷ㠴敦㙥〸㡦捣收ㅥ愳捣戸㠷捥昷㐲㈸㌵挵捡摣晤扦㍤㝣戵ㅦ晥㔲扥㘹收挸晡改户㝦戸㑦攱晤㌰捦戴㡥㜸㉡㘲挱㈵昸ㅥ晥昵㠰㜴㔰扦〱晣搷晡㜱㌸づ挳敢㠶搴つ慤ㅢ㌸戰㜶挸㠰㘰㔹㌰㍦㠰戴搹ㅥ〰㜲㤳㉡慣㥢ㄷ㙥慣㡤㉥㤱㈳挲挲扡昱攱㐸㈲ㄴㄳ愵愸づ㝦捣愳㕡搱㍢搶㡤㕢㡡㜳㠱ㅡ昳攰戱㙢㕤㜹㈸㤶挰㔱㜴愲昹搷㈳捡ㅥ㘳㠳昱搰慦㙡ㅦ㉢昷搸㘸㔳㘳㙤㝣㉦扤戱㉡ㄱ㑣㠴扡愷摢㝥㑤攲ち慢挲攱㕦㈸㉥戳戴㑦㝡搸摣㘰愴㈹㌴㘶㘹搸㌴敦㥤㘶挶挱㜶㜴扥户㜵㝣㉣㜴㘲搲敡㥡愳㌱㌸晢㕢㉣戹㕤㑢㘹㥡捣昹ち㤴搷㐷攳愱㐶㤹扤㍥つ㤵攱㥡㠵愱㔸㔵㠸攷㡥愱㕡㔹搴摤㘹戲㡥昸晢捣㘸挴㠲攲ㄸ扥戶愷戳㤷㐰㠷ㅡ㙢㐳戵㤸㕦ㅣ慢㈵㥡㘷〷攷㐷㐲㝦㑡㜱㌱㙢挲戰㘷㑡昷昸㘸㑤㔳扣㍣摡㤸㠸㐵㈳愹㤶㌱戵㡢㠳㌸换愸㥤ㄶ慤つ攵挹㤴㘳㑡㤵搳慥㥤㔲㌹〷攸づ搷㤹㍢捥〳㝡挷㑡挲搳㠶捣捥㡥㤵㠸捥摡ㄳ㠱㘴㘶㌴ㅣ㉢ㄹ晤て捣㌸㈷捥㤵㤰摥〳㌲㝡㙢㔶㔲〶㜵㑢摤昰晡捤〲㍦攰㈱ㄲ攲㔶㤹㕢敡㥤昲搷昵戲㤵㌹㜵戰挲㑢〵昴捥〰㥡愴㑤慥㝢㙤敢㥣㥢摢挵㕡晡㜱㡢㜱㉥㌹㌱搸㔸ㅢ〹挵㌲㕥攸㔰㥣㈳攳〱㡡〷㈹ㅥ愲㜸㤸攲ㄱ㠸晣ち散攳㍣ㄱ捤㠳㠷㕡慡㥡昳㤷㠴㙢ㄳ昵扥晡㔰㜸㐱㝤〲㝤戸㐰㔲㔰㐰戸㕤㤳昱㈸扡㡣挷㈸ㅥ㠷昰晢㜳㝣㉤昸㥢攳昳㘳捡挹攷〹攱晦晤戴㌵ㄷ㔱㠶㥣㈵攳ㅡ㐶㍣扦〱㈷攳昱㜶敤㜴㑢㍤㌱ㄸ慦㑦㜰㠳换㙣㘴扥捤ㄴ㑦㐰ㄴ㍥〹㌱㙤㘲㈸㠲捤昵㜷扡晣㤱摦ぢ㈹㕢㍤搱收㘱摣㥦ㅡ慡㥡ㅢ㙢敡㘳搱㐶㕣㠲慡〸㈶㠲㘳㙡㜰㌵㈱慥㠲扥㠶愹搱昲愶㠴慦㘱㘲ㄸ㝦ちㅢ㘶㠵ㄶ㠵㠲㠹㜲散㡤ㄳㅤㅢ愶攲㑡㠴散㉥㈷搵㉥捤㙦㌰㉦㈲㔴㠴攲㌵〶慦㌶㑣挲摥㘷愹て㉤散㑥ぢㅢ戸㍦〹㉤㑤㌰㜵晢㠶捡㈰慥㔶㈴っ㌸昵㤱㈸戳挵挸㡥搲㘷㐷晢㉤つㄹ㡡愵改挸搲㐱㍡捣㑣㌹㕣㐱昰㐵㠹敦搹㍣㑢愶㙦㈸㜳ㄲ攱㐸扣㥦㠵㙥扦㡡㈸㉥㐵㠵攴㈲ㅣ㔱昷昹戰ㅥ昹㌲㜲㤵扥㍤昳㜲挵㡣㥡昹㘶㕡捣捡㠴㔸戴㘹搱㍥挸昵㝢攵㘱慥ㅣ㘳ぢ挴挶㉦㙥ㄹ戹摦㕦敥昸挵晡㝢ㅡ戶ㄴ㤹㝣㑦挱愸㍢㈴㌶て搵〶ㄹ㉤戰搳ㄳ㝦㘴㌲㥥挶ㅦ扦挱㌰て㕢㝥㈹㙣摡㝤慤挷㐵㤷㝣昸ㄷ㌶〰㠸搹戱㤰㕣㐵㉡㄰愵㜹㔱愸㘳挳扣㘸㙣攱晣㘸㜴㈱搷㡢㑥愲挵敢㐳愱〴㉦捤㜴戰慥㐴戱慤㤴㙡搷㉥攵㙡㡢攳ㅡ捥扥挸敦㝢づ愲攳㤸㐸㈴㘰㘷㡣晢戶愲慢ㅤ扥㔳㝣捦愳搱〷㘷攱搵搳㐲戵攱愶㠶㘹㔱㕣㡦っっㄸ㝡昰㠰㈱〷てㅡ㌰㜰㔰㘰㤱㕣㜳っ昲慡㙢扦愵㤱㜸㠳ㅡ〴㐰㜸〵愵㙥捣挸㑦㍦㕦扤㘳挶改㕦慤晡昷昲㘸㝣愷ㅡ㘸ㄹ㕣㔷㙣昶㐷㠹〰㍥挶㡢ㄴ㉦㔱扣㑣昱ち挵慢㄰慡て㐲戹〳㐳㍢㜵㌲㕥㠳㙥扣㑥昱〶〴㜶㍤〲扣戹ㄷ㔲扤搱挵㍤㤱昱㈶挵㌶〸挵㑢㍤摣㘸㜳㡣户㈰㍣㤹㝦ㅢ㐶㙦收㠷戸搹㝤〷〱㝥㠳㘱ㅥ㌶㜵㄰㙣㘴摦㈰摡〶昱㌵㠸慤敡㙥挱攲挲㙢㑦换攰扡ㄴ搵ㄷ㘱〱挶㝦㐸昱ㄱ挵挷ㄴ㥦㔰㝣ち愱扡㜸攲昵ㅦ晡㝣㑥戱ㄳ㈲つ慦㠳搱㈵㜸㝤㐹㠷慦㈰㔴㝦〸ㄳ慦慦搱昲挴敢ㅢㄸ㜵㜸搹㤷挲㕡㘰挷㍣㈵〹㌴扥㐵㠷摦㘰㤸ㅢ㉦戱愹〱戰改昰捡戵㘰㜱攱愵㉣㠳敢ㅡ摢㈰㘴ち戰㔲㡥㠲攰晥换挸愵㘸㐷挱㍢〸敡挷㥦扤搶㉦ㅦ㝤摡㔳ㄴ㐰愴攱㔵㠶愴㈵㑣散愷㐳〷〸㌵〴慡㠹㔷㈱㔴㑦扣㍡挲攸㜱㝥攲戹㜳㈹㐲㡣摦㘰愴ㅢ㌲戱愹㐳㔰㕣〷搹挷㔸㍣敤㈶昹㤱㘵㤸㥢㝥昱㜰ㄸ㌲〵昰㌱扡戱摣㥥ㄴ摤㈹昶愲攸〱愱摥昷㠴㙣ㅦ晡散㑢ㄱ㠰㐸㠳㙣㌸㤲㤶㌰㜱㑦㍡昴㠲㔰㈳愱㥡㤰㤵㐲昵㠴㙣㍦ㄸ㜵慢㤸㝤摥摣㠲㌴㈹慢㔸㙦〴昸つ㠶戹昱ㄲ㥢㍡ㄴ㈱㍡扣㕥昶挲敢㈵换攰扡㉡㝡ㄸ㌲〵昰㌱〶戰摣㐰㡡㐱ㄴ㘵ㄴ㠳㈱搴㜳㥥㜸ㅤ㐲㥦愱ㄴ挳㈰搲昰ㅡ㡤愴㈵㑣㍣㠲づ㈳㈱搴ㄸ愸㈶㕥㠷㐲昵挴㙢ㄴ㡣㍡扣散㉢ㄸ㉤㐸㤳㠲搷㘸〴昸つ㠶戹昱ㄲ㥢ㅡ㡢㄰ㅤ㕥て㝢攱昵㤰㘵㜰㕤敥慤㐰愶〰㍥挶㐴㤶㥢㐴㌱㤹㘲ち挵㔴〸㜵㡦㈷㕥搳改㌳㠳愲ㄲ㈲つ慦㜱㐸㕡挲挴戳攸㔰〵愱㈶㐰㌵昱㥡つ搵ㄳ慦㌹㌰㝡㕥㙥㙥㐱㡥ㄴ戰收挱摢㙦㌰挶つ㤶搸搴㐴㠴攸挰扡挶ぢ慣慢㉤㠳敢㍡昶㘴㘴ち攰㘳ㅣ捦㜲㐱㡡昹ㄴ㌵ㄴ戵㄰㙡㠳㈷㔸㜵昴㔹㐰㔱て㤱〶搶ㄴ㈴㉤㘱攲ㄳ攸戰㄰㐲㑤㠳㙡㠲ㄵ㠱敡〹㔶〳㡣扡㤵换摣ㄸ〷扡㌱㠹㈲挰㙦㌰捣挳愶愶愳戲づ慦㜳扤昰㍡挷㌲戸㉥搰㔷㈲㔳〰ㅦ㘳㈹换㌵㔳㥣㐴戱㡣攲㘴〸㜵㠶㈷㕥愷搲攷㌴㡡攵㄰㘹㜸捤㐴搲ㄲ㈶㕥㐱㠷㌳㈰㔴ㄵ㔴ㄳ慦㌳愱㝡攲㜵ㄶ㡣摥㜸㤵戹㌱㌹ㅢ〱㝥㠳㘱ㅥ㌶㌵ㅢ㤵㜵㜸挵扣昰㍡搱㌲戸敥㍣捣㐵愶〰㍥挶ㅡ㤶扢㤰攲㈲㡡㡢㈹㉥㠱㔰ぢ㍤昱扡㡣㍥㤷㔳慣㠵㐸挳㙢ㅥ㤲㤶㌰昱㝡㍡㙣㠰㔰㐷㐲㌵昱扡〲慡㈷㕥㝦㠱㔱㠷㤷㝤攷愳〵㘹㔲戶挷㡤〸昰ㅢっ㜳攳㈵㌶㜵ㄴ㐲㜴㜸ㅤ攵㠵搷㤱㤶挱㜵㑢攵ㄸ㘴ち攰㘳摣挴㜲㌷㔳摣㐲戱㠹攲㔶〸㔵攵㠹搷敤昴戹㠳攲㑥㠸㌴扣㡥㐵搲ㄲ㈶扥㥢づ昷㐰愸㙡愸㈶㕥昷㐲昵挴敢㍥ㄸ㜵㜸搹户㜴㕡㤰㈶〵慦〷㄰攰㌷ㄸ收挶㑢㙣敡㜸㠴攸昰ㅡ敢㠵搷ㄸ换攰扡㔷㌴ㅦ㤹〲昸ㄸ㉤㉣户㤹攲〹㡡㈷㈹戶㐰愸㤱㥥㜸晤㡤㍥㑦㔳㍣〳㤱㠶㔷つ㤲㤶㌰昱摦改昰ㅣ㠴ち㐱㌵昱摡ち搵ㄳ慦攷㘱昴㌸晥戲敦㔵戵㈰㔳ち㘴㉦㈰挶㙦㌰搲つ㤹搸ㄴ敦㙣改㈰㍢挸ぢ戲〳㉤㠳敢㈶㔸㍤㌲〵昰㌱摥㘰戹㝦㔱扣㐹戱㡤攲㉤〸搵换ㄳ戲㝦搳攷ㅤ㡡㜷㈱搲㈰攳晤戴ㄲ㈶摥㑥㠷昷㈱搴㐲愸㈶㘴㍢愰㝡㐲昶㍦㌰㝡㐰㘶摦㠴㙢㐱愶ㄴ挸㍥㐰㡣摦㘰愴ㅢ㌲戱愹〸㐲㜴㤰敤收〵㔹㘷换攰扡扢搷㠸㑣〱㝣㡣㥤㉣昷〵挵㤷ㄴ㕦㔱㝣つ愱㍡㜸㐲昶㕦晡㝣㑢昱ㅤ㐴ㅡ㘴㔱㈴㉤㘱攲ㅦ攸昰㈳㠴㍡ㄱ慡〹搹㉥愸㥥㤰晤〴愳〷㘴收ㄷ愵㘶挷晦ぢ㘲晣〶㈳摤㤰㠹㑤挵㔰㕣〷搹て㍦㜹ㅣ攵㝦㙦ㄹ㕣户㉤㜹㠹㉦㠰㡦㔱㤰ぢ挱愱㔰㠶㥦愲〳㐵㈱㠴晡ち愱晡ㄳ敦㑥昴㈹愲攰愸愹㌴挸㥡㤰戴㠴㠹㜷愳㐳ㄷ〸戵〴慡〹㔹㔷愸㥥㤰敤づ愳㙥㐷㘶摦㌶㙤㐱㥡㤴㔵㙣て〴昸つ㠶戹昱ㄲ㥢㕡㡡㄰ㅤ㕥摢扤昰㝡捦㌲戸敥挷㥥㠴㑣〱㝣㡣〰换㤵㔰昴愴攸㐵㔱ち愱戶㜹攲戵㍦㝤㝡㔳ㅣ〰㤱㠶搷㌲㈴ㄵ扣づ愲㐳ㅦ〸㜵ち扡㑣扣晡㐲昵挴敢㘰ㄸ㍤㔶㌱晢㝥㜰ぢ㌲愵㐰搶ㅦ㌱㝥㠳㤱㙥挸挴愶㑥㐵㠸づ戲扦㝢㐱昶慣㘵㜰摤㘸㕥㡥㑣〱㝣㡣㘱㉣㌷㥣㘲〴挵㐸㡡㐳㈱搴㤳㥥㤰ㅤ㐶㥦搱ㄴ㠷㐳愴㐱㜶㍡㤲ち㘴㘳改㔰づ愱捥㐰㤷〹㔹〵㔴㑦挸挶挱愸㕢挵散ㅢ摤㉤㐸㤳㠲搷〴〴昸つ㠶戹昱ㄲ㥢㍡ㄳ㈱㍡扣敥昶挲敢㉥换攰扡㠳捥ㅢ攷〱㝣㡣㑡㤶㥢㐹㌱㡢愲㡡㘲㌶㠴摡攴㠹搷㕣晡捣愳㌸〲㈲つ慦戳㤱㔴昰㍡㡡づ㐷㐳㈸摥㜷㌷昱㍡〶慡㈷㕥挷挲攸戱㡡搹㜷昰㕢㤰㈹〵戲㙡挴昸つ㐶扡㈱ㄳ㥢㍡ㄷ㈱㍡挸搶㝢㐱戶捥㌲戸㠶〶慣㐶愶〰㍥㐶㍤换㠵㈹㑥愰㔸㐸ㄱ㠱㔰ㄷ㝢㐲搶㐸㥦㈸挵㈲㠸㌴挸捥㐳㔲㠱㉣㐶㠷㌸㠴扡〰㕤㈶㘴〹愸㥥㤰㌵挱㤸ㄱ㌲捤戵攳㈵㠸昱ㅢ㡣㜴㐳㈶㌶戵〶挵㜵㤰慤昰㠲散㜴换攰ㅡ昳㜰ㄱ㌲〵昰㌱㤶戳摣改ㄴ㉢㈸捥愰㌸ㄳ㐲㉤昳㠴散捦昴㌹㥢㘲㈵㐴ㅡ㘴ㄷ㈳愹㐰㜶㉥ㅤ㔶㐱愸㑢搱㘵㐲戶ㅡ慡㈷㘴攷挱攸〱㤹攷ㄵ㡢ぢ㄰攳㌷ㄸ改㠶㑣㙣敡㌲ㄴ搷㐱㜶㠲ㄷ㘴㘱换攰ㅡ捣戱ㄶ㤹〲昸ㄸ㙢㔹㙥ㅤ挵㝡㡡つㄴ㔷㐰愸ㅡ㑦挸慥愴捦㐶㡡慢㈰搲㈰㕢㠷愴〲搹㌵㜴戸ㄶ㐲㙤㐰㤷〹搹㜵㔰㍤㈱扢ㅥ㐶て挸㍣㉦㡡摤㠸ㄸ扦挱㐸㌷㘴㘲㔳ㅣ㝡愲㠳㙣㤶ㄷ㘴㌳㉤㠳㙢㤴捡㤵挸ㄴ挰挷戸㤳攵敥愲戸㥢攲ㅥ㡡㝢㈱搴ㄴ㑦挸敥愷捦〳ㄴて㐲愴㐱戶ㄱ㐹〵戲㠷改昰〸㠴扡ㅡ㕤㈶㘴㝦㠵敡〹搹愳㌰㘶㠴㑣㜳㘹晦㜱挴昸つ㐶扡㈱ㄳ㥢扡〶挵㜵㤰㡤昰㠲㙣戸㘵㜰つ扦戹づ㤹〲昸ㄸ捦戰摣戳ㄴ㝦愷㜸㡥㘲㉢㠴㉡昳㠴散ㅦ昴㜹㠱攲㐵㠸㌴挸慥㐷㔲㠱散㘵㍡扣〲愱㙥㐴㤷〹搹慢㔰㍤㈱晢㈷㡣ㅥ㤰搹挳㝦㕡㤰㈹㘵昷晦㍡㘲晣〶㈳摤㤰㠹㑤㜱戰㤰づ戲㥥㕥㤰㤵㔸〶搷戸愲㕢㤰㈹㠰㡦昱㉥换扤㐷戱㥤攲㝤㡡ㅤ㄰㙡㉦㑦挸晥㤷㍥ㅦ㔰㝣〸㤱〶搹㈶㈴ㄵ挸㍥愶挳㈷㄰敡㌶㜴㤹㤰㝤ち搵ㄳ戲捦㘰捣〸㤹收〲搹攷㠸昱ㅢ㡣㜴㐳㈶㌶挵㔱㔰㍡挸晣㕥㤰ㄹ㤶挱㌵㘰敡㑥㘴ち攰㘳㝣挷㜲摦㔳晣㐰昱㈳挵㉥〸搵捥ㄳ戲㥦改昳ぢ〵挷㕣愵㐱挶戱㔷〲㔹㉥㙣㐶㍢〸㜵て扡㑣挸昲愰㝡㐲挶ㄱ晡ㅥ㤰搹〳戶㕡㤰㈹㘵㉤㙢㡦ㄸ扦挱㐸㌷㘴㘲㔳昷㈲㐴〷搹㤷扢㍣㑥㤵扥戰っ改㈳挱昲ㅦ㐰愶昴㕢摥㌲㔸㍥㌹㐶挶㌱晡愶ㄳ㥣㝤㜵㜳ㅡ挳㠹㜸㠷扡㌱㑤㠹攸昸㜰愲㈲㥥㈸慣㠳㐰㔳㐲扡换㜰ㄲ㐷㔰㥦扡戹攱搰㤲搹戸戳扢慦摢㠴攷〸捡㥢攲㠹愸摣捤摦挷㙤慦㠸㑥㡦㈶㉡挲昱㐵㤱㘰㜳愹挶㙣㕡收搵㠷ㅡ㌱扥㈹㠶㘱㑥慤㌹㐵ㄷ㉤ち搵㙡收戱㉡摡ㄴ慢〹㑤慡昸㈳㡣㤰㔲收戰〴慣慤ㅣㅢ愵昶昳ㅥㄱ攴挰㝤㙦㜰㤳㡢㕢攲敡户つ戰昱ㄵ㘳㜵换㙤㡥攱攱ㅥ㌴㜲㔸㤷㈳㕥㌰攴攵挱㔶搷㄰挷㤰慢づ㜰昶搷㠱㔵戳慦愳㌵愶㙦㔲㘳㍣㕣ㅢ昲㕢摡戴㜰㘳㈷慢㌹愳㈹㤱㘲〹㉥敤㘲㔹㜰摢㝥㐶㈳㤸慦〹挶㙡晦〸愴㘰挱㌰㤹㡣㈸ㅦ晥晤㌶㥣捤㌴㌹㌹㍢㜹捤㠳搳捥搳戰戳㈱捥ㅣ搷愴ㅤ㐱㤱摣ㄲ搱㜰㡣㔶㉢㠲㝦㐷㐲㥤散㉥愰㌶㉤ㄴ㙣ㄴ〶慡ㄲ戵ㄵ愱挵㥤挴㈳㠴㜵ㅢ㑦敥㐴㐲㕤㔲㔵ㄹ㘳㘳搴㡤㤹ㅦ㡦㐶㥡ㄲ愱㑥挹㤶㙣攳㐶摤慣㔰〴㈳㈰ㄶ㠷ち㤳慤捡㥡〴挶㘶㈶昳㜱㔴攱ㅦ㠷ㅤ㈰㤲㘷㌱愴㠴㈳㕦㠶㕤㕢敡㐲㜰昳昹㡤㡣㠲挸㍡㤹晥㌳㕡慤㕦挷改收搱㌹㜶㠳摣㠲㕣㡥㔷换㝥㘸㈱户愲㉥昶㠸㔷㜳攷㈶晢慤㐲扢㡦愳晡㍡搶挹㉥て㐳㜷昹搰㔶ㄱ㌷㥢〸㥥愶㑢㠴㙢㠲㤱㐸㜳愷扡㐹㡤㌵㤱愶摡搰搴攰晣㔰挴摥㕤㐷㘳つ㝦㄰扥昲戸晡㥢㕣㘵挰挵ㅡ㙦㌹〹㑦㌹摡〳ㄹ㝦昳ㅥづㄷ敤散㙦㔴攴㌰㘹㜹〴㌳昱㝦ㅥ挳改㐷搰㙥扦㡥㐰㤶攷攰戰㑢㜳㜵㜱㕦挶㠱㙥挹㘱愰戲戵㌹摣愶㐶愷㐶㌱㐴户搶搱㌵㌱㙣㜶晤㘱戶㈹愱挸攷昳晤搶敦ㄵ㘰㠵㘹愷㌵㐰〶㍢㍢㔳ㅦ捤㐳㉣㙥ㄸ㡦㐲㑦ㅦ㈲攷㌸晥㤰慦㝣搹〱ㄶ挳戱㠸㝢㉦昳㜸㘱㜶㌸ㄱ〹㜵愸ㄳ扢戴ぢ戸㌹㄰捤昶㜵戳敢㌱愶慣愲㘳摤㠴㔸戸㌶ㄲ㙥っ昱搸〳㐳挶昹散攱搴搰〲っ㙥慥㡣挶挳ㅣ搸搵戱㙥㜶㉣搸ㄸ㕦挴㔱㠵㌵捤扢愵㘸㐲㔶㝥摤搸㜰㈳㌶ㅥ戳㈶摢㐵㜵㔵昵搱㈵㜸㈲户愹愱㜱㐲㜰㔱晣て㐱㤴昵㔵〲㠴捣㉤㉡㔷攵收慡㠲摣㠲摦晡ㅤ㠵㌵ㅣ㈹㌹扣㈸㤷挲愲敡㌱戴㌲㙣慢㘴挹ㅡ㕡捥㙤㤵昳㤴昲㠴愹㜶扣㙢昲㜱㘶敥㝦㡤慥搸㐰ぢ㜷㠷㤸㌴㘱捥愴㕦ㅦ㐸昸晦㜹㌶㌸晦㜱㈴捥昰㉤㈰㙢㐵㜲昰昳敥㜰敥㘴慥㈹散攳㡡㘳〸攱搴搲搷㍥㝦㥤昸㜰㐵挴ㄷ㈷摤搹ㅣ㡦昱慡㠵搸敥戱搷挵㌰㕦散㙥㍢㤹ちて攲ㅡ㠲㤱戸㘵㉢㡦㌶㌴〴戹㘶㜱慤慣挲㉥㍢㔴㈰㐷搴搸㤱ㄸ㜵㄰戲晡㔹㕤挱愵攸ち㉥㤵㉥㝣ㄳ昳㠱〶㘹㌳㔷㜴㐱㌰ㄶ㑥搴㌷㠴㙢ち愸昰愱㠳㍦挴㉡㠹㌵㈸て㘰摡㤳慣㤷㌸㍣㑤ㅦ㔳㙣づ㠳〵摢晤㜰挶㐰攸挸㍥㔶摣㕣昹晡㔶扦㜱戴㌸づ㕦つㅥ捦ㅡ㝢㐰攴攳㥣づㅤ搶㌶攲㌸敥㐲㡦散㠳昲㌶挳㈱攳ㄸ摥昶㜰昰㑦㡤〶㙢挷攳〹㤴㘸慣扤昵搰㝡〱㐸攴扥㈳㔶捣㘱摢攵㜸戶〱捦㑣㉣挶㠱㙥慣㠰ㅤ㔵ㄸㄱ㥤挷〱摦㍥㤳㉤㙥㥤㌹昹昹ㅤち㜴戵㈶搹戹㑡慤㐱慣捥㠷晥㈷戹昲㝦㍡㜳ㄸ㜶愱㕣〰ㅥ㉢ㄸ摤戸戰㝢㐲愸㈷愰㜲㜹搲ㅣ扡搳㘱㉦愲戱〵挶昴敤挱㜳㡣㌳〲㜲昲ㅢ㌸昶扡愰㠱㡢㠳㘳ちㅦ㐶㘴㘳っ㌷㈰昱㜵㈸㜸ㄲ㜶愳〷扣㥥摦扡㜵ㄴ摡㌹敡㘹〸扢㍥㔷〰㙢〶昷㠶㡦戱て㠴㝡ㄱ㥤㍣改昴敤ぢ㑤㑥㌸〲㘸㌸㑥㌸ㄴ〷捡昲愴挳㥥ㅣ㤴㤹㠴愹㤷㘱攲攱㌲昷㔲慤ㅤ㝡愹㔷攰挷挳㉦摣搸攲㑣戴愰㘵㝦晦慢㔷愱昰ㄸ挰㥣㍣扦愵ㄴ㐷攳昲㥢㉡㐷扢㘷㔴慦挳挲扤愳搱㡢㑢昸〶㕡摣敢㜰㉤攴㐲ㅡ晢㐱戴扡ㄶ慡㌷ㄱ㘱㈳挷㘸ぢ戹晤㤹愱㌷昳㙥搳㍢ㅣ㐰㠷〳改挰㤱扦愴搷㌸〸㕡㤲㤱㜷ㅣ㘱づ㐶晡㌰慣㉦挳㌸摡㔶ㄸ㌹ㄸ㥡㌰搲てつ㈷㈳ㅣ㡡㥢㤹㤱㡦攱㤱㌵㈳㥦挰搹㘴愴㍦㘷愲〵㙡㤲ㄱづ昳捤㠶㤱晦挰㉦〳㈳㥦挳㉣㡣っ攴ㄲ敥㠴㘶㌳挲㠵㌴捡㈰㕡㘷攴㑢㠴㘹ㄸㄹ捣っ㐳㤸昷㉢扤挳㈱㜴ㄸ㑡㠷慦攱㈰㡣っ㠳㤶㘴攴㕢㐷㤸㠳㤱攱っㅢ挱㌰慥搷挲挸㐸㙡愵戸愱㠸扦㑥㐲戸㌷换㑣㐸㉥㍣戲㈶愴ㅤ㥣㑤㐲㐶㜱ㅥ㕡愴㤸㜹㠸慣㜸愰㥥つ㈱㍥昸㘵㈰愴㍤捣㐲挸㘸㉥㔲〱㌴㥢㄰㉥愳㌱〶愲㜵㐲晣〸摢㡣㤹㑢摢戹㡤㘵㠶㜲收敤愰㜷愸愰挳㌸㍡ㄴ挲㐱〸ㄹて㉤㐹㐸㤱㈳捣㐱挸〴㠶㑤㘴㔸㌷㌸〸㈱㤳愰挹㈶㌲ㄹつ㈷㈳ㅣ㑡㥣㤹㤱敥昰挸㥡㤱扤攰㙣㌲㌲㠵㌳㤱挲㐸て搸戲㘱㠴攳㤵㌳㌰戲㉦捣挲挸㌴㉥㘱〰㥡捤〸ㄷ搲㤸〱搱㍡㈳㍤ㄱ戶搹捤㐸㈵㌳捣㘴摥㕥㝡㠷㔹㜴愸愲㐳㈹ㅣ㠴㤱搹搰㤲㡣昴㜶㠴㌹ㄸ㤹挳戰戹っㅢ〰〷㘱㘴ㅥ㌴㘱攴〸㌴㥣㡣㜰戰㜲㘶㐶〶挱㈳㙢㐶捡攰㙣㌲㜲㈴㘷㈲㠵㤱挱戰㘵挳〸㐷㐴㘷㘰㘴㈸捣挲挸搱㕣挲㘱搰㙣㐶戸㤰挶戱㄰慤㌳㌲〲㘱㥢摤㡣ㅣ挷っ搵捣㍢㔲敦㜰㍣ㅤ㠲㜴㌸ㄴづ挲挸㝣㘸㐹㐶㐶㍢挲ㅣ㡣搴㌰慣㤶㘱ㄳ攱㈰㡣㠴愸㘱愷㔵㠷扦㑥㐲㌸ㅡ㍡㌳㈱㤳攱㤱㌵㈱㔳攰㙣ㄲ戲㠰昳㤰㐲挸㔴搸戲㈱㠴㐳慥㌳㄰㌲〳㘶㈱㈴捣㐵慡㠴㘶ㄳ挲㘵㌴ㄶ㐲戴㑥挸㉣㠴㙤㜶ㄳㄲ㘱㠶〶收慤搲㍢㌴搲㈱㑡㠷搹㜰㄰㐲ㄶ㐱㑢ㄲ㌲捦ㄱ收㈰攴㐴㠶挵ㄸ㜶㍣ㅣ㠴㤰㌸㌴搹㐴攴愵㔱扦㕥摡㔵㐱㜸㘴㘶㘴㍥㍣戲㘶愴〶捥㈶㈳㑤㥣㠹ㄴ㐶㙡㘱换㠶㤱㍡昸㘵㘰㘴〱捣挲挸ㄲ㉥㘱㍤㌴㥢ㄱ㉥愴搱っ搱㍡㈳㈷㈰㙣戳㥢㤱㤳㤸㘱ㄹ昳㉥搴㍢㥣㑣㠷㔳攸㄰㠱㠳㌰㜲㉡戴㈴㈳㔱㐷㤸㠳㤱搳ㄸ戶㥣㘱㑢攱㈰㡣㥣づ㑤ㄸ㔹㠱㠶㜳ㅢ攱愰敥捣㡣㥣〴㡦慣ㄹ㔹〶㘷㤳㤱㌳㌸ㄳ㈹㡣㥣っ㕢㌶㡣㜰攴㜸〶㐶㑥㠳㔹ㄸ㌹㡢㑢戸ㅣ㥡捤〸ㄷ搲㌸ㅢ愲㜵㐶㔶㈰㙣戳㥢㤱㤵捣㜰づ昳㥥愱㜷㌸㤷づ慢攸㜰㈶ㅣ㠴㤱搵搰㤲㡣㥣敤〸㜳㌰㜲ㅥ挳捥㘷搸ㅡ㌸〸㈳ㄷ㐰ㄳ㐶搶愰攱㘴㠴挳挶㌳㌳㜲ㄱ㍣戲㘶攴㘲㌸㥢㡣㕣挸㤹㐸㘱攴ㄲ搸戲㘱㠴㘳搳㌳㌰㜲㌹捣挲挸挵㕣挲戵搰㙣㐶戸㤰挶愵㄰慤㌳戲ㅥ㘱㥢摤㡣㕣挶っ㤷㌳敦〶扤挳㕡㍡慣愳挳ㄵ㜰㄰㐶搶㐳㑢㌲戲搱ㄱ收㘰㘴〳挳慥㘰搸㑤㜰㄰㐶晥〲㑤ㄸ戹ㄲつ㈷㈳ㅣ㤸㥥㤹㤱㕢攰㤱㌵㈳㥢攰㙣㌲戲㤱㌳㤱挲挸慤戰㘵挳〸㐷扦㘷㘰攴づ㤸㠵㤱慢戹㠴㜷㐲戳ㄹ攱㐲ㅡ搷㐲戴捥挸摤〸摢散㘶攴㍡㘶戸㥥㜹敦搱㍢摣㐰㠷ㅢ改㜰㉦ㅣ㠴㤱㥢愰㈵ㄹ㜹挰ㄱ收㘰攴㘶㠶摤挲戰ㄶ㌸〸㈳㥢愸攱㡢晤㔶晣㜵ㄲ戲ㄹづ㤹〹㜹〲ㅥ㔹ㄳ昲㈴㥣㑤㐲㙥攳㍣愴㄰戲〵戶㙣〸昹ㅢ晣㌲㄰昲㌴捣㐲挸ㅤ㕣愴㘷愰搹㠴㜰ㄹ㡤扢㈰㕡㈷攴敦〸摢散㈶攴㙥㘶戸㠷㜹㥦搳㍢摣㑢㠷晢攸戰ㄵづ㐲挸晤搰㤲㠴扣攰〸㜳㄰昲〰挳ㅥ㘴搸ㅢ㜰㄰㐲ㅥ愲〶㐲ㅥ挶㕦㈷㈱ㅣ㔷㥦㤹㤰㌷攱㤱㌵㈱摢攰㙣ㄲ昲〸攷㈱㠵㤰户㘰换㠶㄰づ摥捦㐰挸㍢㌰ぢ㈱㡦㜲㤱摥㠵㘶ㄳ挲㘵㌴ㅥ㠷㘸㥤㤰敤〸摢散㈶愴㠵ㄹ㌶㌳敦晢㝡㠷㈷攸昰㈴ㅤ㜶挰㐱〸搹〲㉤㐹挸〷㡥㌰〷㈱㑦㌱散㙦っ摢〹〷㈱攴㘹㙡㈰攴ㄹ晣㜵ㄲ挲㔱晢㤹〹昹ㄲㅥ㔹ㄳ昲ㄵ㥣㑤㐲㥥攵㍣愴㄰昲㌵㙣搹㄰挲㐷〳㌲㄰昲㉤捣㐲挸㜳㕣愴敦愰搹㠴㜰ㄹ㡤攷㈱㕡㈷攴〷㠴㙤㜶ㄳ昲て㘶㜸㠱㜹㝦搴㍢扣㐸㠷㤷攸戰ぢづ㐲挸换搰㤲㠴晣攲〸㜳㄰昲ち挳㕥㘵㔸〱慥昹ち㈱晦㠴㈶㕦㈲慦愱攱㘴㠴て〵㘴㘶挴て㡦慣ㄹ改〰㘷㤳㤱搷㌹ㄳ㈹㡣ㄴ挲㤶つ㈳㝣昲㈰〳㈳㐵㌰ぢ㈳晦攲ㄲㄶ㐳戳ㄹ攱㐲ㅡ摢㈰㕡㘷㘴㌷㠴㘹ㄸ㜹㡢ㄹ摥㘶摥㉥㝡㠷㝦搳攱ㅤ㍡㜴㠵㠳㌰昲㉥戴㈴㈳㝢㌸挲ㅣ㡣扣挷戰敤っぢ挰㐱ㄸ㜹㥦ㅡ㌶㤱ㅤ昸敢㈴㠴㑦ㅤ㘴㈶愴㈷㍣戲㈶愴ㄷ㥣㑤㐲晥㠷昳㤰㐲㐸㈹㙣搹㄰挲㐷ㅢ㌲㄰搲ㅢ㘶㈱攴〳㉥搲〱搰㙣㐲戸㡣挶㐷㄰慤ㄳ㜲㄰挲㌴㠴㝣捣っ㥦㌰㙦ㅦ扤挳愷㜴昸㡣づ㝤攱㈰㠴晣〷㕡㤲㤰晥㡥㌰〷㈱㥦㌳㙣㈷挳㠶挱㐱〸昹〲㥡㙣㈲㕦愲攱㘴㠴て㌵㘴㘶㘴〴㍣戲㘶㘴㈴㥣㑤㐶扥攲㑣愴㌰㜲㈸㙣搹㌰挲㈷㈷㌲㌰㌲ㅡ㘶㘱攴ㅢ㉥攱攱搰㙣㐶戸㤰挶户㄰慤㌳㌲ㄶ㘱ㅡ㐶扥㘳㠶敦㤹户㕣敦昰〳ㅤ㝥愴㐳〵ㅣ㠴㤱㕤搰㤲㡣㑣㜰㠴㌹ㄸ昹㠹㘱㍦㌳慣ㄲづ挲挸㉦搴戰㠹攴搰捤㜱扡捥愷㈶㌲ㄳ㌲ぢㅥ㔹ㄳ㔲〵㘷㤳㄰摥慡㑢㈵㘴㌶㙣搹㄰挲㐷㌳㌲㄰㌲て㘶㈱愴ㅤ㉡愸㈳愰搹㠴㜰ㄹ㡤㝣昴戶㑥挸㔱〸搳㄰攲攳㑣户㘷摥愳昵づ〵㜴攰换慥搵㌱㜰搸〲㉣つ㍦戴㈴㈱搵㡥㌰昴摢㌷㕣㍡愰㙤ㄴ㐲愸㝡㌸〸㈱ㅤ愹㠱㤰㑥㜴㜳㄰挲㘷㌲㌲ㄳ㜲〲㍣戲㈶㘴㈱㥣㑤㐲㡡㌸て㉤㔲捣扡っㅦ㠱㉤ㅢ㐲昸攰㐷〶㐲愲㌰ぢ㈱㥤戹㐸㡢愰搹㠴㜰ㄹ㡤㉥㄰慤ㄳㄲ㐳㤸㠶㤰慥捣戰㍢昳挶昵づ㝦愲挳ㅥ㜴㐸挰㘱ぢㄶ捦攸〶㉤㐹挸ㄲ㐷ㄸ晡㙤㐲昶㐴摢攸づ愱㤶挳㐱〸搹㡢ㅡ〸改㐱㌷〷㈱㝣攲㈳㌳㈱㉢攰㤱㌵㈱㘷挰搹㈴㘴㙦捥㐳㡢ㄴ戳〸㌹ㄳ戶㙣〸攱㘳㈵ㄹ〸㌹ㅢ㘶㈱㘴㕦㉥搲㑡㘸㌶㈱㕣㐶愳〴愲㜵㐲捥㐵㤸㠶㤰㥥捣搰㡢㜹㔷改ㅤ㑡改戰ㅦㅤ㔶挳㘱ぢㄶ捦搸ㅦ㕡㤲㤰ぢㅣ㘱攸户〹改㡤戶㜱〰㠴㕡ぢ〷㈱攴㐰㙡㈰攴㈰扡㌹〸攱昳㈴㤹〹㔹て㡦慣〹搹〰㘷㤳㤰㍥㥣㠷ㄶ㈹㘶ㄱ㜲〵㙣搹㄰挲㠷㔶㌲㄰戲ㄱ㘶㈱攴㘰㉥搲㔵搰㙣㐲戸㡣㐶㝦㠸搶〹戹〶㘱ㅡ㐲〶㌰挳㐰收扤㔶敦㌰㠸づ㘵㜴戸づづ㕢戰㜸挶㘰㘸㐹㐲㙥㜴㠴愱摦㈶㘴〸摡挶㈱㄰敡㑥㌸〸㈱㐳愹㠱㤰㘱㜴㜳㄰挲愷㔵㌲ㄳ㜲㌷㍣戲㈶攴ㅥ㌸㥢㠴っ攷㍣戴㐸㌱㡢㤰㝢㘱换㠶㄰㍥ㄲ㤳㠱㤰〷㘰ㄶ㐲㐶㜲㤱ㅥ㠴㘶ㄳ挲㘵㌴㐶㐱戴㑥挸挳〸搳㄰㜲ㄸ㌳㡣㘶摥㐷昴づ㠷搳㘱っㅤ晥ち㠷㉤㔸㍣㘳㉣戴㈴㈱㡦㍢挲搰㙦ㄳ㔲㡥戶㔱〱愱㥥㠱㠳㄰㌲㡥ㅡ〸ㄹ㑦㌷〷㈱㝣ㄶ㈶㌳㈱㝦㠷㐷搶㠴㍣〷㘷㤳㤰〹㥣㠷ㄶ㈹㘶ㄱ戲ㄵ戶㙣〸攱〳㌷ㄹ〸㜹〱㘶㈱㘴ㄲㄷ改㐵㘸㌶㈱㕣㐶㘳ち㐴敢㠴扣㡣㌰つ㈱㔳㤹㘱ㅡ昳扥愲㜷㤸㑥㠷ㄹ㜴㜸ㄵづ㕢戰㜸㐶㈵戴㈴㈱慦㍢挲搰㙦ㄳ㌲ㄳ㙤㘳ㄶ㠴㝡ㄷづ㐲㐸ㄵ㌵㄰㌲㥢㙥づ㐲昸愴㑤㘶㐲戶挳㈳㙢㐲摥㠷戳㐹挸ㅣ捥㐳㡢ㄴ戳〸搹〱㕢㌶㠴昰㜱㥥っ㠴㝣〰戳㄰㌲㡦㡢昴㈱㌴㥢㄰㉥愳㜱㈴㐴敢㠴㝣㡣㌰つ㈱㐷㌱挳搱捣晢㠹摥攱ㄸ㍡ㅣ㑢㠷㑦攱戰〵㡢㘷ㅣ〷㉤㐹挸攷㡥㌰昴摢㠴㔴愳㙤ㅣて愱扥㠳㠳㄰ㄲ愴〶㐲收搳捤㐱〸㥦攳挹㑣挸て昰挸㥡㤰ㅦ攱㙣ㄲ㔲挳㜹㘸㤱㘲ㄶ㈱扢㘰换㠶㄰㍥㉣㤴㠱㤰㕦㘰ㄶ㐲㐲㕣愴ㅣㅣ敡摡㠴㜰ㄹ㡤〵㄰慤ㄳ㤲㡢㌰つ㈱昵捣㄰㘶摥㜶㝡㠷ㄳ攸戰㤰づ㜹㜰搸㠲挵㌳㈲搰㤲㠴戴㜷㠴愱摦㈶愴〱㙤愳ㄱ㈲扦㌳ㅣ戲㝢收㠴攳攲㡡ㅤて〲㜱扣㘴扣㜳摤捣愶㘰〴扦ㄲ㌲〳㐳搲ㄳ散晡㈳っ㐸捣㌳ㅦっ㐸㝦㍢㜵敡㡦㠷攰㜱ㅡ㔹㠴愳㡦摤〷㑢㤶㡥㐱慡慦戵㙣㜱㝡晥戶〷〷晣昹ㄷ晥昸换㉦搹㔵㔱愸搲㝥㌱摦㠸㕡㕤㥤㔳挰㥡㈰〹搴㜱〸昵㙥㘸㘶ㄸ㤷㥢㌶㠶㥥㤹扡晣㍡戸㤰〳㐶晢㐴昸㝢㐲扡㔱㠹愹挳㜳ㄷ㘱敤㔰㕤㔱㡤㌹㡣ㄳ愹㔹㌳㤲扦〷㝡㕢ㅤ摢㠹〰㍣ㅣ挴㔱㥥㔵㠹收〸㐶搶戲挹㤷㝣㥡㉤づ㌰㌴捤㤸扤㘸㉣て㡦㐱愵扦搸㌷ㄹ㝢㍦㔲㜵攸㥡昶㈲㘵〹愳㘵㜷捣㑤晥昹〰搷㌳㍥ㄵ㑦挶㜰昲挵㌱㡢㕤愷㠵㙢㘲搱㜸戴㡥扦㔰搲ㄸて昰搵摡㜸〱捥㠰㌱昹慢㤱㔱㕢㤳ぢ㤶搷挸㥦挲ㄱ㡡晣ぢㅢ愳㑢ㅡ㘵㙥昲攳㝣挳戸攰搵扥㍤换昰攱〱㤹㝡〱扣攲㙥㤸㔱㑥挵㝢摡㡤敥㜶㘳㉦慢㔱搴〳つ㐶昹挴昳㜷ㄴ挵㝢㈳㌳慢昸㥡戰〰㥤换挷㔶愷晥捡㡦㙦㌱扡ぢ搱㉤挳㔷㘷攱㘵摣扥㈵攸改㠴ㅥ挷㔸敦攲㝤慣㉣挶㔲ㄸ㡤ㄲ攴㌳〲㄰㉡㠰㝥敥㑡晣敡㉣攰挶㔵㥤戵㘴㤵㔵㈵㘸㜲戵㌵㑥㐶㡣敡㠵㤶㐰㜴ち㌵㌸搱㔱敤〷挹搵㑡慤㐰㈸挹㐴㈷摥㔶〰ㄷ㤲愱㤶愳㠷㠴愴〲扡㍦㐳㌱ㄵ昷戶ㅢ〷搸㡤〳慤㐶搱㐱㘸戴つ愰㝤㤰㤹㔵っ〲㙡㄰㍥㠳㠸ㄵ昷戵晢捦㘴㔷㙦㝡散て愱晡愱摦㠴愸ㄹ㑢㤲ち㔱㝦搸〴愲㤵㠸㔱〳愱〹㐴攷㔰㐳㉣昴ㅣ㔵〶㈹㄰㉤㐶戸ㅢ愲㠴ㄶ愲挱っ挵㔴㍣挴㙥ㅣ㘲㌷㠶㕡㡤愲㘱㘸戴つ㐴挳㤱㤹㔵搲㈱ㅡ㘱昷慦㈱㐴㝣㘱慢搱ㄷ㐲ㅤ㡡㝥ㄳ愲〶ㄷ㐴愳㘰ㄳ㠸㉥㈱㈸愳愱〹㐴㤷㍡㈱ㅡ㠳㕥㠱攸〴〷㐴扥换攱攲戹㥤慢㝡㉤㙥㘳㤱㠹㔳㜱戹摤愸戰ㅢ攳慣㐶搱㜸㌴摡〶户〹挸捣㉡改戸㑤戴晢慦㈰㙥㘵昴攰㈳ㅢ㙡㌲晡㑤摣㠲㉥摣愶挰㈶戸㕤㐵愴愶㐱ㄳ摣慥㜶攲㌶〳扤㠲摢㜱づ摣㝥摤晡㡥搱㐲㔴㠹㈰㑥挵㌳敤挶㉣扢㔱㘵㌵㡡㘶愳搱㌶㄰捤㐱㘶㔶㐹㠷㘸慥摤㝦ㄳ㈱ㅡ㑥㡦㘱㄰敡〸昴㥢㄰捤㜱㐱㜴㈴㙣〲搱慤〴攵㘸㘸〲搱㙤㑥㠸㡥㐵慦㐰㌴㑢ぢ㔱愵ㄶ愲攳㄰挴愹戸摡㙥ㅣ㙦㌷㠲㔶愳㘸㍥ㅡ㙤〳㔱つ㌲戳㑡㍡㐴戵㜶晦扤㠴㘸㌴㍤づ㠳㔰㜵攸㌷㈱㥡攴㠲㘸〱㙣〲搱㠳〴㈵っ㑤㈰㝡挸〹搱㐲昴ち㐴攳㥤㄰㜱敢㤳㝤㜸㠵ㄶ愲〸㠲㌸ㄵ㌷搸㡤㐶扢ㄱ戵ㅡ㐵㡢搰㘸ㅢ㠸㑥㐴㘶㔶㐹㠷㈸㘶昷户㄰㈲扥㡥搵愸㠰㔰〹昴㥢㄰㡤㜲㐱搴〴㥢㐰戴㠵愰㉣㠱㈶㄰㍤㐵つ戱搰㜳㔴㌳愴㐰㌴挲〹㔱昲㙢㙥㤸ㄶ愲㤳ㄸ㡡愹㜸㤹摤㌸搹㙥㥣㘲㌵㡡㑥㐵愳㙤㈰㍡つ㤹㔹㈵ㅤ愲攵㜶晦㔶㐲㌴㠵ㅥ㤳㈱搴ち昴㥢㄰つ㜴㐱㜴〶㙣〲搱㡢〴攵㉣㘸〲搱㑢㑥㠸捥㐶慦㐰搴㑦ぢ㔱㕦㉤㐴㉢ㄱ挴愹昸ㅣ扢㜱慥摤㔸㘵㌵㡡㔶愳搱㌶㄰㥤㠷捣慣㤲づ搱昹㜶晦ㅢ㠴㠸敦㕤㌵㉡㈱搴ㅡ昴㥢㄰敤攷㠲攸㐲搸〴愲户〸捡挵搰〴愲户㥤㄰㕤㡡㕥㠱愸愷ㄶ愲㠰ㄶ愲换㄰挴愹昸㜲扢戱搶㙥慣戳ㅡ㐵敢搱㘸ㅢ㠸㌶㈰㌳慢愴㐳㜴㠵摤扦㠳㄰捤愳挷㕣〸㜵㈵晡㑤㠸昶㜴㐱戴ㄱ㌶㠱攸㐳㠲㜲㌵㌴㠱攸㈳㈷㐴搷愲㔷㈰晡㤳ㄶ愲慥㕡㠸慥㐳㄰愷攲敢敤挶つ㜶攳㐶慢㔱㜴ㄳㅡ㙤〳搱捤挸捣㉡改㄰摤㘲昷敦㈴㐴挷搲㠳敦㙥㔵户愲摦㠴愸愳ぢ愲摢㘰ㄳ㠸扥㈶㈸㜷㐰ㄳ㠸扥㜱㐲㜴ㄷ㝡〵㈲扦ㄳ愲攴敥扡㐰ぢ搱摤〸攲㔴㝣㡦摤戸搷㙥摣㘷㌵㡡敥㐷愳㙤㈰㝡〰㤹㔹㈵ㅤ愲〷敤晥㕤㠴愸㠶ㅥ昳㈱搴挳攸㌷㈱㔲㉥㠸ㅥ㠱㑤㈰捡挹㠷攷愳搰〴㈲晥㐴㈶ㅢ搰㜳搴攳㤰〲搱捦㍦攸づ戹㜷愱搷㝤㔶搲挲㔰㑣挵㥢敤挶ㄳ㜶攳㐹慢㔱戴〵㡤戶㠱攸㈹㘴㘶㤵㜴㠸晥㘶昷ㄷ㘰〱攵〷〹つ扥㥥㔵㍤㠳㝥ㄳ愲㙦戰㌴愹㘷㈵捦挲㈶㄰ㄵㄲ㤴攷愰〹㐴ㅤ㥤㄰㍤㡦㕥㠱攸㑢㈷㐴挹戵㘸愷ㄶ愲㝦㈰㠸㔳昱ぢ㜶攳㐵扢昱㤲搵㈸㝡ㄹ㡤戶㠱攸ㄵ㘴㘶㤵㜴㠸㕥戵晢扢ㄲ愲㈸㍤昸㍡㔶昵ㅡ晡㑤㠸㍥㜲㐱昴㍡㙣〲㔱㌷㠲昲㉦㘸〲搱㥥㑥㠸戶愱㔷㈰晡㕦㈷㐴挹㉦晤ㅤ㕡㠸摥㐲㄰愷攲户敤挶扦敤挶㍢㔶愳攸㕤㌴摡〶愲昷㤰㤹㔵搲㈱摡㙥昷〷〸ㄱ㕦㤰㙡昰昵慢㙡〷晡㑤㠸摥㜶㐱昴㍦戰〹㐴愵〴攵〳㘸〲搱㝥㑥㠸㍥㐲慦㐰昴愶ㄳ愲攴㕡昴㠶ㄶ愲㡦ㄱ挴愹昸ㄳ扢昱愹摤昸捣㙡ㄴ晤〷㡤戶㠱攸㜳㘴㘶㤵㜴㠸㜶摡晤㝤〹搱㌲㝡㥣〴愱扥㐴扦〹搱㑢㉥㠸扥㠲㑤㈰ㅡ㐰㔰扥㠱㈶㄰つ㜴㐲昴㉤㝡〵愲㝦㌸㈱㑡慥㐵㕢戵㄰㝤㠷㈰㑥挵摦摢㡤ㅦ散挶㡦㔶愳㘸ㄷㅡ㙤〳搱㑦挸捣㉡改㄰晤㙣昷て㈳㐴愷搳㘳㌹㠴扣〹挹㠴攸㈹ㄷ㐴ち㝢㜶㠱攸㔰㠲㈲㈳㑣ㄸ㌷捡〹㔱㍥㝣〴愲㈷戴㄰戵㘸㈱昲㈱㠸㔳㌱㐷㤷㐸愳挰㙥ㄸ㔶愳㠸㈳㐹摡〶愲づ挸慣㠳愸搰敥慦㈰㐴㘷㘳扥っ扥㔴㔵㜱㔰㡡〹搱㐳㉥㠸㌸㡥㐴㈰㥡㐸㔰㍡㐳㤳戵㘸㤲ㄳ愲㉥攸ㄵ㠸敥搷㐲㜴慦ㄶ愲慥〸攲㔴扣扢摤攰攰づ改搹挳㙡ㄴ㜵㐳愳㙤㈰攲㠸㄰ㅤ㐴ㅣ㈴㈲晤㤵㠴㠸慦㌹㌵昸ㄲ㔵搵〳晤㈶㐴户戹㈰摡ㅢ㌶㠱㘸㌶㐱㤱㔱ㄸ㡣㥢攳㠴愸〴㍥〲搱㉤㑥㠸㤲晢愲㥢戴㄰㜱昴〵愷㘲㡥挰㤰㐶愹摤搸捦㙡ㄴ敤㡦㐶摢㐰挴㌱ㅡ㍡㠸づ戰晢㡦㈱㐴ㄷ㘳扥㡣㡢㈰ㄴ〷㙥㤸㄰㕤敤㠲愸て㙣〲搱昱〴㐵挶㐵㌰㉥攸㠴㠸攳㈲〴愲㉢戵㄰㕤愱㠵㘸〰㠲㌸ㄵて戴ㅢㅣ〰㈱㍤㘵㔶愳㘸㌰ㅡ㙤〳搱㄰㘴搶㐱挴㠱ㄴ搲㕦㑦㠸搶㘱㜶㡣戵㄰㙡ㄸ晡㑤㠸㉥㜵㐱挴搱て〲㔱㠴愰挸㐸〵挶㌵㌸㈱ㅡ〵ㅦ㠱攸㈲㉤㐴㙢戴㄰㜱㠴〲愷㘲㡥㔲㤰挶攱㜶㘳㡣搵㈸攲㠸㠴戶㠱㠸攳ㄸ㜴㄰㔵搸晤〹㐲戴ㄱ昳㘵㕣〹愱挶愳摦㠴攸ㅣㄷ㐴ㅣ㡦㈰㄰㉤㈵㈸㤳愰挹扥愸搹〹搱ㄴ昴ち㐴㝦㜶㐲㤴晣㐶㍢㔳ぢ搱㔴〴㜱㉡收戸〱㘹㜰㤰㠰㌴㌸㔰㠰㔳㔱㈵ㅡ㙤〳搱㑣㘴搶㐱挴挱〶搲扦㥣㄰㕤㡦㤹㌰慥㠳㔰戳搱㙦㐲㜴㡡ぢ愲㌹戰〹㐴㘷ㄲ㤴㜹搰〴愲戳㥣㄰昱㙥扥㐰㜴㤲ㄶ愲愵㕡㠸㜸ㄷ㥦㔳㌱敦攴㑢攳ㄸ扢㜱慣搵㈸攲㕤晢戶㠱㠸昷晡㜵㄰ㅤ㙦昷慦㈶㐴㥢㌰㕦挶㉤㄰㡡〳〰㑣㠸㑥㜴㐱挴㝢昶〲搱ㅡ㠲㘲摥㕦㐷摣㠵㑥㠸㜸㝦㕤㈰㙡搴㐲ㄴ搱㐲㔴㡦㈰㑥挵㘱扢挱ㅢ改搲戳搰㙡ㄴ㐵搰㘸ㅢ㠸㜸昷㕤〷ㄱ㙦挸㑢晦㕡㐲挴搷㤰ㅡ㜷㐲愸㐵攸㤷㜵㘳〳晡敤愹昸㐴昴攲㍦㥥愴㐳㙦挷㜶㙡㈹㤴㔲敡捦㔱㙣愵㜸ㅥ㐲ㅤて〴戶攱㤵愳慥㥦㥡慢戶っ慥㥦㌲㍣ㄹ㤹摣昵㑥㐱㉦晥攳〹㌶戳摥㤹㔰㑡愹愷搵㍢搲慢摥ㄱ㤶挱昵㔳㠰㉢㤱挹㕤敦ㅣ昴攲㍦㔶ㄳ戳摥ㅡ㈸愵㥡㝡戳扣敡捤戴っ慥㥦搲扢〴㤹愴摥㥤㑥㍣㉦㐵㉦晥〳㜸戳摥ㄵ㔰㑡㌵昵愶㜸搵㥢㙣ㄹ收愶晦づ摤㔵挸攴㕥扥慢搱㡢晦㜸捣换慣㜷ㄳ㤴㔲㑤扤ち慦㝡攵㤶挱昵㍢㙥户㈲㤳扢ㅥ㙦㘷攰㍦㥥慦㌲敢摤ぢ愵㔴㔳㙦㤴㔷扤㐳㉤㠳敢㜷搰ㅥ㐴㈶㌷㥥扣㌷㠰晦㜸㙡捡慣搷〲愵㔴㔳敦㄰慦㝡㐳㉣㠳敢愷挴戶㈰㤳㝢昹㜸愱ㅤ晦戱搶㥢昵戶㐲㈹搵搴敢敦㔵慦㥦㘵㜰晤ㄴ搷㡢挸攴慥昷ㄲ㝡昱ㅦて㈱㤹昵摥㠰㔲慡愹㜷㠰㔷扤摥㤶挱昵㔳㔶㙦㈱㤳扢摥摢攸挵㝦㍣晣㘳搶摢〱愵㔴㔳慦挴慢㕥挰㌲戸㝥ち敡㐳㘴㜲搷晢〸扤昸㡦㐷㝡捣㝡㍢愱㤴㙡敡㜵昷慡户愷㘵㜰晤㤴搲搷挸㈴昵㔲戶扦㙦搰㡢晦㜸㤶挶慣户ぢ㑡愹愶㕥ㄷ慦㝡扢㔹〶搷敦㄰挹ㄵ㍥㘶㑡搹㝦昲㑡㥦搴摢㘹搶攳㠵㌱㕤扤㐲慦㝡ㅤ㉣㠳敢㐷㝣ち㤱挹扤㝣扣㙣㈶昵扥㌵敢昱㉡㤳慥㕥扥㔷扤㍣换攰晡〵㥣㙥㜶扤㤴攵攳㌵㈸愹昷戳㔹㡦㤷㙣㜴昵㝥晥摥攳晢攱㈷换攰晡〵ㄹ戹㤰㐳㍣㔳昸攳〵ㅤ愹㤷㡦挱㉢昸㍥敡敢㔱敦㕢慦㝡晦戵っ慥㥦㕦ㄹ㠰㑣敥昵㤳㔷㐷愴㕥愱㔹㙦㤸㐷扤㥤㕥昵㍥户っ慥㥦㉦㤱㑢っ慥昵㠵㤷ㅡ愴㕥ㄷ戳ㅥ捦捣㜵㜸㝥攴㔵敦㐳换攰晡敤て㌹㕦㜷搵攳㜹扢搴敢㙥搶慢昴愸户摤慢摥㝢㤶挱昵挳ㄹ㜲昲敢攲㡦㈷挱㔲慦挴慣挷㜳㐶摤昲㙤昳慡昷愶㘵㜰晤敡㠴㥣㐹扡敡昱㡣㔲敡ㅤ㘰搶攳〹㤸慥摥慢㕥昵㕥戱っ慥㥦㙣㠸㈰㤳㝢晢攳改㤹搴敢㙦搶攳搹㡣慥摥昳㕥昵戶㕡〶搷敦ㅤ㉣戵敢愵㙣㝦㍣搷㤱㝡㠷㤸昵㜸㙡愰慢昷㌷慦㝡㑦㔹〶搷㡦〵挸〹㠳㙢㝤攱㠹㠳搴ㅢ㘵搶攳㜱戶慥摥攳㕥昵ㅥ戳っ慥㌷敤慦㐱㈶昷昶挷愳㜰愹㔷㘱搶㕢敢㔱敦㐱慦㝡て㔸㠶昴搷搴ㄷ摢㌰收昳挸昶㈰敦ㄷ愲㥢慦搳挴㠸扤㔰㕣摥ㅡ㕢〴㑣昲敢㌸挶戰㐳ㅤ〷昲㠵攴㥤㥥昲㈲昲㠸っ搰㉢挴㥢㌵㘳ぢ㐳戱愹㜸㑦㉣摥愷㔹ㄵ戶㝥㘰㝣ㄲ摥ㅦ换昷ㅥ摡㙦㜴㌴㐴攳攸㔰㕦摤㡣ㄸ㕥昱搸扥㙥㔲ㅣ㙦愳慤㉤挰㡦搲㈷ㄲ愱㔸攳ㅦ㘱㤴㉢慥㤷收㘱散㌱㈶昳㠵㥢摡搱㡡ㅣ㠶㤸晥〶㐸挷㉢㜷㝦挵挳㝥攵㜲㉥㕦挸昹摢挶戸捡昰敡㕣㜵ㅦ㜸㤵摢㘲㥦っ摡㔳挶昱攱㤱㔳晣ㅥ㉥搶ㄲ扦㤲昹㔵ㄸㄸ㈸扥㈲昰㝣っ㘸㈶搵㔶晣摤摡昸ㄹ摥昱㍣㐱㜰挴摦愱㡤㥦攵ㄹ㕦㙣㝦㡤㈹ㅥ昹㍢ㄲ摤慡㑤㌴挷㌳㤱㝡㌰㌵晥㘶㙤晣ㄱ摥昱㍣㌲㜷搴扦㐱ㅢ㝦戴㜷㍣㡦戴ㅤ昱搷㙡攳㡦昳㡥攷㤱戳㈳晥㉡㙤㝣搰㍢㥥㐷挲㡥昸扦㘸攳㙢扤攳户愵挶慦搷挶㉦昰㡥攷㤱慡愳晥攵摡昸ㄳ扣攳㜹攴改㠸扦㐴ㅢ摦攰ㅤ扦㌳㌵晥㐲㙤晣㈲敦㜸ㅥㄹ㍡敡㥦慦㡤㡦㝢挷昳㐸捦ㄱ扦㑡ㅢ扦搸㍢㥥㐷㙥㡥昸㤵摡昸㘶敦㜸ㅥ㠹㌹攲捦搲挶㥦散ㅤ捦㈳㉢㐷晣ち㙤晣㘹摥昱㍣㔲㜲挴㥦愶㡤㕦攱ㅤ捦㈳ㅦ㐷晣挹摡昸戳扣攳㜹㈴攳㠸㙦搶挶慦昴㡥攷㤱㠹㈳㝥戱㌶㝥㤵㜷㍣㡦㌴ㅣ昱㜱㙤晣昹摥昱㍣㜲㜰挴㉦搲挶㕦攸ㅤ捦㈳〱㐷㝣㠳㌶晥ㄲ捦昸㝣㝥㐷㘴晤㘵挵㈳㤲摦昸㙣挳㘵愸愳昸㠵挲㠲挶攵搴昸昵㈰摡㕡㙡摣挷㡢戶㡥ㅡ昷搸愲慤愷挶晤慦㘸ㅢ愸㜱㙦㉡摡ㄵ搴戸㙦ㄴ敤㉦搴戸愷ㄳ敤㑡㙡摣㙦㠹戶㤱ㅡ昷㐲愲㕤㐵㡤晢ㄴ搱慥愶挶㍤㠴㘸搷㔰攳昶㉥摡戵搴戸昵㡡㜶ㅤ㌵㙥㡢愲㕤㑦㡤㕢㤶㘸㌷㔰攳㜶㈲摡㡤搴戸搶㡢㜶ㄳ㌵慥挳愲摤㑣㡤㙢愴㘸户㔰攳晡㈵摡㈶㙡㕣㕢㐴扢㤵ㅡ戹ㄷ敤㌶㙡㘴㔲戴摢愹〹愸攰㈴攵㉣㕢〹戸慥㕥〱搹搵㉢㘰戳搷晥㐲㐶㍢㐷〹攸㉥㕦〱摦搵㉢㈴戰㌷㈵㠳㤰攱昲ㄵ㔲㕣扤㐲㡥慢㔷㐸㜲昵ち㔹散㑤愹㈶愴戹㝣㠵㍣㤷慦㤰攸昲ㄵ㌲㕤扥㐲慡换㔷挸㜵昵ち挹慥㕥㈱摢㤵㔷㐸㜷昵ち昹慥㕥㔹〹㕣㜹㘵㘵㜰昵捡㑡㤱摥摢攱晦〱扢㐷昴攴"]
[null,null,null,null,null,"Decisioneering:7.0.0.0"]
[null,null,null,null,null,"CB_Block_7.0.0.0:11"]
[null,null,null,null,null,"㜸〱捤㕤〹㝣ㄳ㘵摥敥㕢摡搰〹㠵㔶挱㔵昰ち㔲〵攵㄰㈸㈸ち㉣㐲换㈵㔷愱㈰㕥㔸㐳㥢搲㐸摡㘰㤲〲ㄵ㔴〴ㄴ昱扥㐵㐰昱ㄶ〱搷〳㔴搴㜵㉤㡡㌷慥攷慥㉥攸敡㉡晢㜹㉢敢戱摥晡㍤捦㝦㘶挲㈴昳㑥㥡捦捦晥㝥づ攴摦昷晦晥慦㤹攷㤹㤹扣㤹扣㌳挹㔱㌹㌹㌹扦㘰攱㕦㉥㜹㙣散㔷搹ㄴ㑦㠴敡晢㤴㐵㈳㤱㔰㜵㈲ㅣ㙤㠸昷ㄹㅥ㡢〵㥢挶㠷攳㠹㌶㜰昰㔵㠵㘱㡦攷㔷挵挳㘷㠴ち慡收㠶㘲㜱㌸攵攷攴ㄴㄴㄸ戹戰㜷戶㕥挵戶㘲㌰捡挸愳㠰㔷㡥攱愳㘸㑢㔱㐰㘱㔰昸㈹摡㔱ㄴ㔲戴愷攸㐰㔱㐴㔱㑣戱〷挵㥥ㄴㅤ㈹㍡㔱散㐵昱〷㡡扤㈹昶愱㘰㝤愳ぢ挵扥㄰㠵晢㐱㔴㤶㡤㤸㌴昳㌴㙣㑤㘵㈲ㅡぢ昵ちㅣ㘷慥昳搰㈳晢㤴昶改搷户敦ㄱ㝤晡昶ち㤴㌵㐶ㄲ㡤戱搰搰㠶㔰㘳㈲ㄶ㡣昴ち㔴㌴捥㡣㠴慢挷㠵㥡愶㐶㘷㠷ㅡ㠶㠶㘶昶㉤㥤ㄹㅣ㌰愸摦㠰㠱〳㙢㡦㍡㙡㔰攱晥㐸㍣愱㙣㐴㐵㉣㔴ㅢ晦㡤㔲ㅥ挰㤴㤳捡㐶昴㤹ㄸ㑡晣㐶㈹て㐴捡㠹㘵㈳捡愳昵挱㜰挳㙦㤳㌳㥦㝣㤶㤶㠷慡挳㈴㍥ㄴ㡡㠵ㅢ㘶昵挱㑡愷㠰っ敤挸㍥愳㠰㜶㜵㌰㥥㈸ぢ㐵㈲㔳㐲戵攴扣戰㥥㠰㠵㘲愱㠶敡㔰扣㐳晤挸昹搵愱㠸㘵㡥ㄷ搴ㅦㄷ㡣㑤っ搶㠷昲搸㈸慡㌷㌹ㅢ㕢ㄳ㙡㐸㠴ㄳ㑤敤敢愷挵㐳㔳㠲つ戳㐲㜴挹慦ㅦ摤ㄸ慥挹换㔳㜹㜹㌹㙤扡敢㔶㐶㠸改㌳㉡㔶㕤㔶ㄷ㡣㈵㐴㈳㘵晤㜴扥㡥扤㐳㔶㍣㘵戵戸〷〵搲愲㐸㔲㘵戸㝥㕣㈸搶㄰㡡戰〸愹敢㤹收㈴㤸㤸挸㈷挱戱户㠶扣愸㜶搶戱挶㑤㘱ㄵ㈳㐰搱ㄵ挲㜷㄰挴晥㤳收㠴㘲㝤〲㘵搱㜸㈲㔰ㄹ㥣ぢ㤸〳扤〳㔳愶つち㤴㔵㡥て昴㌳扡搱戹〴㐲攵敤挰㔱散㑣挶㈳㈹户㉡㤸㕢㌵㌳户慡㍡户慡㈶户㉡㤴㕢㔵㥢㕢㌵㉢户慡㉥户㉡㥣㕢㜵㕡㙥搵㙣昸搸㑢㐱摢戶戹搶㜲搴晡昳ㄶ㑥扤㝥昸挸换㈷晥㔰㌶㈳晣挵搱㡡〷慥ㅣ挱㠷愰㘱㜴㠷昰昵㠰攸㔲ㄱ㙣㥡ㄹ慣㥥ㅤ愸挰づ㄰慤㤱㌵ㅢ㈰㙢㔶㙡ㅣ㑡捦挳㈰㤴晡ㅢ搶㡣㙢㌷㜳摦㌷ㄷ㔴昸㉥ㄹ㜹换㤰㑢㑦㉦搸攳㥡㙦ㄵ㑦〵㤲戶ㄷ㥤㝢㐳昸晡㐰㜸愷敤㙦ㅣ㑥捦扥㄰㑡扤㘸愵ㅤ㌴晦㤴㜳ㅦ摢敦昶ㄱ敢㉦晣换㝦摦搹㌹㜸愱攲挹㐵搲昶愷㜳㈹㠴㙦〰㐴㤷攱つつ㡤挱〸捥㔸㌵㠱昱㘵㘵戲戶晤㘴㙤〷ㄸ〳改㜹〴㠴㔲捦㕡㘹㑦攸昱搸㤸挹㡢㉦ㅤ㝥挹攷㍢㍦㍢敦收㐴愹攲慥㉢㘹〷搱昹㈸〸摦搱㄰扡戵ㅤ㘸搱㌳㤸㥥㐳㈰㤴㝡挲㑡晢挲摦ㄶ扤户挰昷摣㠸㈵㐳㕥㔹㝤捦戲㜶搷㉢㥥〰㈵敤ㅦ改㍣っ挲㜷っ㠴㉥㙤㝦㐹㍢搰ㄸ㑥捦ㄱ㄰㑡㍤㙡愵㝤晢晡㜷收敤㍡慢㘹挲敡㠵㡢愷㌶摥㜷昱㙡挵㔳慡愴㉤愷昳㐸〸摦㈸〸㕤摡㈳慣戵ㅤ㑤捦㌱㄰㑡㍤㘸愵扤㜷㐴摥㐹户捦敥㝤捣㡡㕥㐳戶晦攵㤶㘷ㅥ㔱㍣㐹㑢摡㘳改㍣づ挲㌷ㅥ㐲㤷搶摣ㄳ晡ㄹㄳ攸㌹ㄱ㐲愹㝢慤戴㍢㙦慤㍢㘸攷戱昷㑤扣晥捤㝤搷ㅣ昲昷㠷昷㔵摣㔹㈵㙤〵㥤㈷㐳昸愶㐰攸搲ㅥ㈹㙢摢摦愸愴攷㔴〸愵搶㕢㘹㥦㔸㍤晣攷㌵〷㕣㌰晥攱摣敦扦摦昵搸捥㕡挵㌷ㄲ㐹㝢ㅣ㥤愷㐳昸㡥㠷昰㌸愸捣捣〳㡣ㄳ攸㝣㈲㠴㔲户㔹㤹摦晣敢昶㌷㥥㕣㌰㜷挴捡㕤捦㍤搹㝦㝢昵㐳㡡敦㑥㤲昹㘴㍡捦㠰昰㥤〲愱㕢㘱㤳戵㔲愳㡡㥥愷㐲㈸戵挶㑡扢攲㡤愷慦摥摦㜷挲搸㐷㕦敤㝡敡㈵㘷搶㕦愵昸㝥㈷㘹㘷搲戹ㅡ挲㔷〳愱㑢㙢戲㌶挰〸搱戳ㄶ㐲愹敢慣戴㌳㌶搷つ㐸㙣扦㜰挲晤捦㝣戳晥戹昷㤷て㔱㝣〷㤵戴㜵㜴づ㐳昸㑥㠳搰愵㌵㐱攸㘷昰搴㘰㐴㈰㤴扡搲㑡㍢敢搵㙤换㕦㝢㈶㜷攲捤て扦扤挷愵昷晦㘳㠹攲㝢戲愴㙤愰㜳ㄴ挲㌷〷挲〳㕥㝢㌷㍢㥤捥㌱〸愵㉥戶㌲敦戵攷愱㡦㉥㌹戳㜴搲挶晤敦㤸昷昶㘳㥦挴ㄴ摦攸㈵㜳㠲捥㡤㄰扥戹㄰ㅥ㤹捤戳㘱㝦㘳ㅥ㥤攷㐳㈸戵捣捡晣挸㉤换㙦㝦㘰晥ㄱ愳㤶㑦摥晡㜰㥦敥ㄷ㤵㈸㡥ㅥ㈴昳ㄹ㜴㕥〰攱㕢〸愱㠳挲㍣㡡㑢㡤㌳改㜹ㄶ㠴㔲攷㔸㘹搷扣扡攳搲㙢㡦㌹㜵攴㠶愹㝦㕥摣晤扣㘷晥慤㌸ㅥ㤱戴㡢攸㝣づ㠴㙦㌱㠴㜷摡晥挶ㄲ㝡㉥㠵㔰㙡㠱㤵戶昱戳〱昱㘵昷㕦㜸散收㌶搷昴ㅤ㕥㜳挱ㄳ㡡㈳ㅣ㐹㝢ㅥ㥤㤷㐱昸捥㠷昰挰挱摥㈵㤶搳昹〲〸愵ㅡ慤捣㐳㙦㝣晦改捦㍦敦㍣昲慥摥㤵㙢㥦㕡㜷捣㈷㡡挳㈶挹㝣ㄱ㥤㉦㠶昰㕤〲愱㕢㘱㌳㙤愹㜱㈹㍤㉦㠳㔰㉡㙡愵敤扥敤晥㡡敦㙥扤㜷昴㤵ㄳ捥㌹戲昷扣敢㥦㔶ㅣ㠸㐹摡㉢攸㝣㈵㠴敦㉡〸敦㜳㙦㕦攳㙡㝡㕥〳愱㔴搸㑡晢㑤㥢㔵㐳㡦㍢敦慤㌱㥢㝦敡昲搳㠰挸扤つ㡡㐳㍢㐹扢㠲捥搷㐱昸㔶㐲攸搶搶摣ㄹ〶ㄸ慢攸戹ㅡ㐲愹㙡㉢敤㍢敦㤶ㄴ㥣㔱㍢㜱攴搲搲晦昶㉡摤晥改㡢㙡ㅦ㤸㈵敤つ㜴㕥〳攱扢ㄱ㐲㤷搶㍣㉥㑡㡤㥢攸㜹㌳㠴㔲㌳慣戴愳㍦扥㘶搰昳愱晤挶㉥戹㜱摤㈷㤱㑦慦捥㔱ㅣ㝥㑡摡㕢改㝣ㅢ㠴敦㜶〸て搶散捣㜷搰㜹㉤㠴㔲搳慤捣㘷㍤㝤摢挶㤳攷昶ㄸ㝤㔵昳搵摢摥攸戴昶㘹搵〵㘶挹扣㡥捥敢㈱㝣ㅢ㈰㜴㉢㕣㉡攷挹〱挶㕤昴晣ㄳ㠴㔲㤳慤戴㘷㍥户攳〲昵挳ㄳ㈳㔶摣㔵昸攳㠹搳摦昰㈹㡥㤲㈵敤㍤㜴扥ㄷ挲㜷ㅦ㠴㉥慤㍤昲搸㐸捦㑤㄰㑡㡤戳搲扥扡晣搹つ㔳晦㌳㘸捣㉤㥦㡥摡㤸搸㕥㜱㑣攱〳㌰㑦戶挶㌷攵戱攰㍣㡣㕥㜶て㍦晢昷改换㝦㉤㡦扡㌱攸慥ㅤ㔸㝢㘴㙤扦㝥㌵〳晢〶㑢㠳昹〱愴捤㜶戸挷〳愸戰㜶㝡戸愱㈶㍡㑦挶㝦㠵戵愳挲㤱㐴㈸㈶㑡㔱㉤晥㤸㘳㔸搱摢搷㡥㥣㡦㤱㝦戵㌹㔴散㔴㕢ㄶ㡡㈵㌰㘶㑥㌴敤ㅥ㍦敥㌷㈲ㄸて敤㔶㝢㕡戹㐷㐴ㅢㅢ㙡攲晢敡㡤㤵㠹㘰㈲搴㈵摤戶㍢㠹㉢慣ㄲ攳愹㔰㕣㔶改㠰昴戰攳㠲㤱挶搰昰昹㘱搳扣㝦㥡ㄹ㐳敢攸㑣㙦敢愸㔸攸昴愴搵戵㐶挳昱㔹㙦慥攴㜶㙤愵㘹㌲搷㉢㔰㔶ㄷ㡤㠷ㅡ㘴昵㝡搶㔷㠴慢㘷㠷㘲㤵㈱㝥㔲っ搵挸愶敥㐵㤳㌵扥敦㌹愹〱ㅢ㡡ㄱ㝢捤㐱捥㕥〲ㅤ㙡愸〹搵㘰㝤㌱挲㑤㌴㑤つ捥㡣㠴晥㤰攲㘲搶㠴愱㜳㑡昷愸㘸㜵㘳扣㉣摡㤰㠸㐵㈳愹㤶攱㌵㜳㠳昸㑣㔱㌳㈱㕡ㄳ捡㤳㈵挷㤴㉡愷㑤ㅢ愵㜲㝡攸〶攷捣ㅤ攷昰摤戱㤳昰㐳㐲㘶㘷挷㑥㐴㘷敤戰㍦㤹ㄹつ挷㑥㐶晦㐳㌳慥㠹㜳㈷愴㜷摦㡣摥㥡㥤㤴㐱晢愴ㅥ㜸㝤愶㠰ㅦ昰㄰〹昱愸捣㉤昱㑥戹㝢扦㙣㘱㑤ㅤ慣昰挲〰扤㌳㠰㈶㘹㤳晢㕥敢㍡攷收㜶戴戶㝥攴㕣㝣㜲ㅣㄳ㙣愸㠹㠴㘲ㄹ㉦㙢㈸慥㤱昱㈰挵㘶㡡㠷㈸ㅥ愶㜸〴㈲扦ㅣ攷㌸㑦㐴昳攰愱收慢愶晣㜹攱㥡㐴㥤慦㉥ㄴ㥥㔵㤷㐰ㅦ㉥㠷ㄴㄴ㄰㙥搷㘲㍣㡡㉥攳㉦ㄴ㡦㐱昸晤㌹扥㘶晣捤昱昹戱攴攴昳攳摦晦晤㐳㙡㉥愲っ昹㑣㡣㉢ㄶ昱晣㝡㝣昴㡥户㘹愳摢敡㌱挱㜸㕤㠲〷㕣㘶㈳昳㙤愱㜸ㅣ愲昰〹㠸〹㘳㐲ㄱㅣ慥扦搱挵㡥晣㙥㐸搹攲挷㙡㡥搸晥㔰㕦搹搴㔰㕤ㄷ㡢㌶攰攳㕢㜹㌰ㄱㅣ㕥㡤㙢〷㜱ㄵ昴搵㡦㡦㤶㌵㈶㝣昵㘳挲昸㔳㔸㍦㈵㌴㈷ㄴ㑣㤴攱㙣㥣㘸㕦㍦ㅥ搷ㅤ攴㜴㌹戶㘶㝥㝥扤㜹挹愰㍣ㄴ慦㌶㜸㙤㘱㉣捥㍥昳㝤㘸攱㜴㕡㔸捦昳㐹㘸㝥㠲愹摢搶㔷〴㜱㙤㈲㘱挰愹愷㐴㤹㉤㐶戶㤷㍥㍢摡㙦㘹挸㔰㉣㑤㐷㤶㜶搲㘱㘶捡攱づ㠲㌷㑡扣挹收㔹㌲晤㐰㤹㤶〸㐷攲㝤㉣㜴晢㤴㐷㜱攱㈹㈴㤷摣㠸扡捦㠷晤挸㤷㤱慢昴攳㤹ㄷ㈷㈶㔵捦㌴搳㘲㔵㐶挷愲㡤㜳づ㐰慥摦㉡て㜳攵ㄸ㕢㈱搶晣㘷摤攰㠳慦扦晢ㄷ敢敦搹㌸㔲㘴昱㍤〹愳挷㤸挷ㅥ㐵㌴挳㠵捥昸㈳㡢昱㌴晥昸つ㐶ㅡ捤㄰㙥㕢㝥〹扡戵愷㕢㡦慢㉣昹昰㉦慣〷ㄶ㔳㘳㈱戹㙣㔴㈰㑡搳㥣㔰晢晡改搱搸散㤹搱攸㙣敥ㅡㅤ㐴㡢搷㠵㐲〹㕥㡢㘹㘷㕤㝡㘲㕢㈹搵愶㑤捡戵ㄵ挷㐵㥢〳㤱摦昷㍣㐴晢攱㤱㐸挰捥ㄸ昷㙤㐳㔷ㅢ扣慤昸㕥㐰愳㈷㉥㌸㔴㑤〸搵㠴ㅢ敢㈷㐴㜱〱㌲搰昷挸摥㝤〷昶敥摦户㕦晦挰ㅣ戹挸ㄸ攴㘵搶㍥昳㈳昱㝡搵ㅦ㕢捤敢㈵戵挳〷㝦昲昹㐵㍢㈷㥤昳攵㠵晦㕣ㄴ㡤敦㔲晤㉣㠳敢晡捣㈱㈸ㄱ挰换㜸㠹攲㘵㡡㔷㈸㕥愵㜸つ㐲昵㐴㈸捦㘱㘸愷㉥挶摦愱ㅢ慦㔳扣〱㠱戳㡦〰㙦㥥㠸㔴㜷㜴昱㘴㘴㙣愷搸〱愱㜸㘱㠷挷㙤㡥昱㈶㠴㈷昹㙦挱愸ㅢ㍦摡搷㠷㥡㘱挷晡㈴㔷挸㜸ㅢㅤ㝥㠳㘱㙥收挵愶づ㠳㡤散ㅢ㐴摢㈰扥〶戱㔵㕤㤰㐶㡢㔷㘷换攰扡昰搴ぢ㘱〱挶㝦㐰昱㈱挵㐷ㄴㅦ㔳㝣〲愱㍡㈲㔴㡦搷㘷昴昹㥣㘲ㄷ㐴ㅡ㕥扤搱㈵㜸㝤㐱㠷㉦㈱搴攱㄰㈶㕥㕦愱攵㠹搷搷㌰㝡攳搵摦㡤挹㌷〸昰ㅢっ昳戰愹扥戰改昰捡昵挲㑢㔹〶搷ㄵ戵晥挸ㄴ㘰愵ㅣ〵挱㔳㤸㤱㑢搱㠶㠲㕦ㄹ愸ㅦ㝥昶挲换㐷㥦戶ㄴ〵㄰㘹㜸㤵㈲㘹㔷㈶昶搳愱ㅤ㠴ㅡ〸搵挴慢㄰慡㈷㕥敤㘱昴晥㔴㌹挰㡤㐹ㄱ〲晣〶挳㍣㙣敡〸㔴搶攱昵ㄱ戶㑤扢㝦㝤㘸ㄹ㕣㤷ち〷㈱㔳〰㉦㘳ㅦ㤶敢㑣搱㠵㘲㕦㡡晤㈰搴㝢㥥㜸ㅤ㐰㥦〳㈹〲㄰㘹㜸ㅤ㠵愴㕤㤹昸㈰㍡㜴㠳㔰㠳愱㥡㜸㤵㐰昵挴敢㘰ㄸ㜵晢㤷㝤愹戲ㄹ㘹㐰晦敥攳戱㍢〲晣〶挳摣㜸㠹㑤つ㐱㠸づ慦㔷扣昰㝡搹㌲戸慥㠱晥ㄱ㤹〲㜸ㄹ㝤㔹慥ㅦ㐵㝦㡡㔲㡡〱㄰敡㜹㑦扣㡥愰捦㤱ㄴ㠳㈰搲昰ㅡ㠶愴㕤㤹昸㘸㍡っ㠶㔰挳愱㥡㜸つ㠱敡㠹搷㔰ㄸ㜵㜸搹搷㘰㥢㤱㈶〵慦㘱〸昰ㅢっ㜳攳㈵㌶㌵〲㈱㍡扣ㅥ昶挲敢㈱换攰扡戸㕢㡥㑣〱扣㡣㌱㉣㌷㤶攲㔸㡡㜱ㄴ攳㈱搴㐶㑦扣㈶搲㘷ㄲ㐵〵㐴ㅡ㕥㈳㤱戴㉢ㄳ㑦愱㐳㈵㠴ㅡつ搵挴㙢㉡㔴㑦扣愶挱愸挳换扥敡搷㡣㌴㈹㜸㑤㐷㠰摦㘰㤸ㅢ㉦戱愹㌱〸搱攱㜵戳ㄷ㕥㌷㔹〶搷㔵敢㘳㤱㈹㠰㤷㜱㉡换〵㈹㘶㔲㔴㔳搴㐰愸㔵㥥㜸搵搲㘷ㄶ㐵ㅤ㐴ㅡ㕥攳㤰戴㉢ㄳ㥦㐶㠷搹㄰㙡〲㔴ㄳ慦〸㔴㑦扣敡㘱搴攱㘵㕦㌵㙦㐶㥡ㄴ扣愲〸昰ㅢっ㜳攳㈵㌶㌵ㄱ㈱㍡扣㉥昰挲㙢戹㘵㜰㕤㡥慦㐰愶〰㕥挶㝣㤶㙢愲㌸㠳㘲〱挵㐲〸戵挴ㄳ慦戳攸㜳㌶挵㈲㠸㌴扣㈶㈳㘹㔷㈶㕥㑣㠷㈵㄰慡ㄲ慡㠹搷㔲愸㥥㜸㥤ぢ愳づ㉦昳敡㤹收晤㜱ㄹ〲晣〶挳摣㜸㠹㑤㑤㐵㘵ㅤ㕥㌱㉦扣㑥户っ慥敦ㄹ㡥㐳愶〰㕥挶㘵㉣㜷㌹挵ㄵㄴ㔷㔲㕣〵愱㘶㝢攲㜵つ㝤慥愵㔸〱㤱㠶搷㜴㈴敤捡挴㉢改戰ち㐲㥤〰搵挴㙢㌵㔴㑦扣慥㠷搱㘳昰㙤㐲愶㜹㡢㕣㠳ㄸ扦挱㐸㌷㘴㘲㔳㈷愲戸づ戲ㄳ扤㈰㍢挱㌲戸扥㐰㌹ㄹ㤹〲㜸ㄹ㙢㔹敥㑥㡡㜵ㄴ敢㈹㌶㐰愸㑡㑦挸晥㐴㥦扢㈹敥㠱㐸㠳㙣〶㤲㜶㘵攲晢攸戰ㄱ㐲㔵㐱㌵㈱摢〴搵ㄳ戲晢㘱搴敤㘲昶ㄷ㌸捤㐸㤳㜲㐸㍥㠸〰扦挱㌰㌷㕥㘲㔳愷㈲㐴㠷搷〸㉦扣㠶㕢〶搷㌷㐳㌳㤱㈹㠰㤷搱捣㜲㕢㈸ㅥ愷㜸㠲㘲㉢㠴ㅡ散㠹搷㔳昴㜹㥡攲ㄹ㠸㌴扣慡㤱戴㉢ㄳ㍦㐷㠷攷㈱㔴〸慡㠹搷㌶愸㥥㜸扤〰愳づ㉦晢㙢㠸㘶愴㐹挱敢㐵〴昸つ㠶戹昱ㄲ㥢攲昷㔸㍡扣づ昳挲敢㔰换攰晡捡慢づ㤹〲㜸ㄹ㙦戰摣㍦㈸戶㔳散愰㜸ㄳ㐲㜵昳挴敢㥦昴㜹㥢攲ㅤ㠸㌴扣昸敤㔹㔷㈶㝥㤷づ敦㐱愸搹㔰㑤扣㜶㐲昵挴敢摦㌰敡昰㌲㡦挷㝥㙥㑣摥㐷㠰摦㘰㤸㠷㑤㐵㔰㔹㠷搷㥥㕥㜸敤㘱ㄹ㕣摦攵㌵㈰㔳〰㉦㘳ㄷ换晤㠷攲ぢ㡡㉦㈹扥㠲㔰敤㍣昱晡㉦㝤扥愱昸ㄶ㈲つ慦㈸㤲㜶㘵攲敦改昰〳㠴㍡ㅤ慡㠹搷㡦㔰㍤昱晡〹㐶㡦㔳㤸攷愸攲ㄷ挴昸つ㐶扡㈱ㄳ㥢㡡愱戸づ戲敦㝦昲ㄸ攵㝦㘷ㄹ㕣㕦㔲昲ㄲ㕦〰㉦愳㈰ㄷ㠲ㄳ㥦っ㍦㐵㍢㡡㐲〸昵㈵㐲昵㥦㈲㍢搰愷㠸㠲㜳愴搲㈰㙢㐴搲慥㑣扣㈷ㅤ㍡㐲愸㜹㔰㑤挸㍡㐱昵㠴㙣㉦ㄸ㍤㈰戳扦㈴㙤㐶愶㤴愳㜲㙦挴昸つ㐶扡㈱ㄳ㥢㥡㡦㄰ㅤ㘴敦㝡㐱昶㉦换攰晡昶昵っ㘴ち攰㘵〴㔸慥㉢挵㐱ㄴ摤㈸㑡㈰搴づ㑦挸づ愱㑦㜷㡡ㅥ㄰㘹㤰㉤㐰㔲㠱散㌰㍡昴㠴㔰㘷愲换㠴慣ㄷ㔴㑦挸㝡挳愸㍢㉡敤㙦㝦㥢㤱㈶〵慦挳ㄱ攰㌷ㄸ收挶㑢㙣敡㉣㠴攸昰㝡捥ぢ慦㘷㉤㠳敢㙢攵㐵挸ㄴ挰换ㄸ挴㜲㐷㔱ㅣ㑤㌱㤸㘲〸㠴㝡挲ㄳ慦㍦搲㘷ㄸ挵㌱㄰㘹㜸㥤㠳愴㠲搷〸㍡㤴㐱愸㈵攸㌲昱㉡㠷敡㠹搷㐸ㄸ扤昱搲っ挴㐶㈳挰㙦㌰捣㡤㤷搸搴㔲㔴搶攱㜵㥦ㄷ㕥昷㕡〶搷昷攵晣㥡㍣㠰㤷㔱挱㜲㤳㈹愶㔰㔴㔲㑣㠵㔰敢㍤昱㍡㡥㍥搳㈹㡥㠷㐸挳㙢ㄹ㤲ち㕥㈷搲攱㈴〸挵㙦搹㑤扣㑥㠶敡㠹搷っㄸ㍤づ㐹捦㌷捡㉡挴昸つ㐶扡㈱ㄳ㥢扡〰挵㜵㤰慤昴㠲散㍡换攰㥡〸㜰ㄱ㌲〵昰㌲敡㔸㉥㑣㜱ㅡ挵㙣㡡〸㠴扡搲ㄳ戲〶晡㐴㈹收㐰愴㐱㜶㌱㤲ち㘴㌱㍡挴㈱搴愵攸㌲㈱㑢㐰昵㠴慣ㄱ㐶摤㉥㘶攲㔵敡挶㘴ㅥ〲晣〶挳㍣㙣敡㌲㔴搶攱戵搸ぢ慦㜳㉣㠳㙢㠶挳ㄵ挸ㄴ挰换㔸挴㜲攷㔰㉣愶㔸㐲戱ㄴ㐲㉤昰挴敢㍣晡㉣愳㌸ㅦ㈲つ慦㉢㤱㔴昰扡㠰づㄷ㐲愸慢搱㘵攲㜵ㄱ㔴㑦扣㉥㠶搱晢㕡㔸㕦㌷㈶㤷㈲挰㙦㌰捣挳愶慥㐱㘵ㅤ㕥愷㜹攱ㄵ戶っ慥愹ㅢ㉢㤰㈹㠰㤷戱㠲攵慥愳㔸㐹戱㡡㘲㌵㠴慡昶挴敢〶晡慣愱戸ㄱ㈲つ慦敢㤰㔴昰扡㤹づ户㐰愸㔵攸㌲昱扡ㄵ慡㈷㕥户挱愸摢扦散愹㈳捤㐸㤳㜲捡扦〳〱㝥㠳㘱㙥扣挴愶㌸搱㐴㠷搷ㄴ㉦扣㈶㕢〶搷㥣㤴ㅢ㤰㈹㠰㤷㜱て换摤㑢㜱ㅦ挵㐶㡡㑤㄰㙡㥣㈷㕥て搰攷㐱㡡捤㄰㘹㜸慤㐱㔲挱敢㘱㍡㍣〲愱㙥㐲㤷㠹搷㥦愱㝡攲昵㈸㡣㍡扣散㤹㉢捤㐸㤳㠲搷㘳〸昰ㅢっ㜳攳㈵㌶㜵㌳㐲㜴㜸ㅤ敤㠵搷㔱㤶挱㌵搹收㔶㘴ち攰㘵㍣挳㜲捦㔲㍣㐷昱㍣挵㌶〸㔵敡㠹搷㕦改昳㈲挵㑢㄰㘹㜸摤㠶愴㠲搷㉢㜴㜸ㄵ㐲摤㠱㉥ㄳ慦搷愰㝡攲昵㌷ㄸ㍤㑥昹㥥㤰扤㡥ㄸ扦挱㐸㌷㘴㘲㔳㥣ㅡ愴㠳散㈰㉦挸扡㕡〶搷㉣愲㜵挸ㄴ挰换㜸㠷攵晥㐵昱㉥挵㝢ㄴ㍢㈱搴扥㥥㤰晤て㝤摥愷昸〰㈲つ戲昵㐸㉡㤰㝤㐴㠷㡦㈱搴㕤攸㌲㈱晢〴慡㈷㘴㥦挲愸摢挵散㔹㑣捤㐸㤳戲㡢㝤㡥〰扦挱㌰㌷㕥㘲㔳㥣昳愴挳换敦㠵㤷㘱ㄹ㕣搳愳敥㐱愶〰㕥挶户㉣昷ㅤ挵昷ㄴ㍦㔰晣〸愱摡㜸攲昵㌳㝤㝥愱攰っ慢㌴扣㌸搳㑡昰捡㠵捤㘸〳愱㌶愲换挴㉢て慡㈷㕥㥣㠰慦挳换昳㡢搵戶〸昰ㅢっ㜳攳㈵㌶戵〹㤵㜵㜸㝤昱愳挷〷愳晦㔸㠶昴㜹㕦昹て㈲㔳晡ㄷ摣㌲ㄱ㍥㌹㈳挶㌱搷愶〳㥣㝤戵搳ㅡ挲㠹㜸扢摡攱㡤㠹攸愸㜰愲㍣㥥㈸慣㠵㐰㔳㐲扡挸攴ㄱ㐷㔰捦摡攳挲愱㜹㔳昱㈵敥㠱㙥ㄳ敥ㄱ㈸㙢㡣㈷愲昲摤晤〱㙥㝢㜹㜴㘲㌴㔱ㅥ㡥捦㠹〴㥢㑡㌴㘶搳㌲扤㉥搴㠰搹㑣㌱㑣㙡㙡挹㈹㍡㘷㑥愸㐶戳㡥㤵搱挶㔸㜵㘸㙣昹敦㘱㍥㤴㌲㈷㈱㘰㔷攵㑣㈸㜵戰昷晣ㅦ〷敥晢㠳㥢㕣㝣晢慤㝥摤㜴ㅡ㕦㌱㜶㌷㔵㠲晢㜶昰㌷㠷㘵㌹扤〵昳㕢㌶户戸㠳㌸收㔷戵㠳戳扦ㄶ愴㥡㝤敤慤〹㝣㘳ㅢ攲攱㥡㤰摦搲㈶㠴ㅢ㍡㔸捤㐹㡤㠹ㄴ㑢㜰㝥㐷换㠲㉦攸㈷㌵㠰昸敡㘰慣收昷挰〹㌶っ㡢㐹㠸昲攱摦慦㠳搹㑣㤳㤳戳㡢ㄷ㌸戸散㍡ㅢ㈷ㅡ攲捣㐹㑣摡戹ㄲ挹〳ㄱつ挷搴戴㈲昸户㈷搴挹敥〲㙡ㄳ㐲挱〶㘱愰㌲㔱㔳ㅥ㥡摢㐱㍣㐲搸戵㜱㔳㑥㈴搴㌱㔵㤵〹㌵㐶敤昰㤹昱㘸愴㌱ㄱ敡㤰㙣挹㈱㙥搴㑥〹㐵㌰搷㘱㙥愸㌰搹慡愸㑥㘰㈲㘶㌲ㅦ愷㄰晥㝥搸〱㈲㜹ㄶ㐳㑡㌸昲㘵㌸戳愵㙥〴㡦㥥㕦挹㈸㠸慣㤵攵戳㘱㙡攵㜵㕣敥ㅣ㤶㘳㌷挸㉤挸攵攴戴散攷ㄱ昲㈸敡㘸㑦㙦㌵捦㙤㜲摡㉡戴晢㌸㠵慦㝤慤㥣昱㌰㑦㤷昷㘳ㄵ昱戰㠹攰㐶戹㐴戸㍡ㄸ㠹㌴㜵愸ㅤ摢㔰ㅤ㘹慣〹㡤て捥っ㐵散戳㜵㌴㔶晦㍢攱㉢㡦扢扦挹㔵〶㕣慣挹㤵㘳㜱〳愳㍤㙢昱㔷㥦攰㜰㠵捥㝥㐳㐵づ㤳㤶㐷戰ㄲ晦攷〹㥢㝥〴敤戹㝢扡戱摣攲㠶㔳㥡慢㡢攷㌲捥㙡㑢捥昹㤴愳捤攱㌶㍥㍡㍥㡡昹戸㌵㡥慥㌱㘱戳敢㜷㜳㑣〹㐵㍥㥦敦搷扥慤〰㉢㉣扢慣愹ち㌸搹㤹晡㌰づ慦㜸㘰㍣ち㍤㝤㍥㥣㘳昸㈱敦昸㜲〲㉣㠶㘳ㄱ捦㕥收㜰㘱㙡㌸ㄱ〹戵慢ㄵ扢戴ぢ㜸㌸㄰捤戶戵㔳敢㌰㝢慣扣㝤敤攸㔸戸㈶ㄲ㙥〸㜱攸㠱昹攱扣慤㜰㝣㘸ㄶ㘶㌲㔷㐴攳㘱㑥攱㙡㕦㍢㌵ㄶ㙣㠸捦攱ㄴ挲敡愶㍤㔳㌴㈱㉢扦㜶㐴戸〱〷㡦㔹㤳敤愲摡捡扡攸㍣摣㙣摢㔸摦㌰㍡㌸㈷晥扢㈰捡㝡㉢〱㐲收ㄱ㤵慢㜲㜳㔵㐱㙥挱慦㝤㡦挲ㅥ㡥㤴㥣㐸㤴㑢㘱㔱昵ㄷ戴㌲ㅣ慢㘴挹㥡㐷捥㘳㤵敢㤴㜲昳愸㜶㜲㙢昲㑥㘵㥥㝦㡤㑥㌸㐰ぢ昷㠲ㄸ㍢㝡摡搸摤㜷ㅦ晣㝦㙥晢捤㝦っ㠹㌳扣ぢ挸㕥㤱㥣改扣ㄷ㥣㍢㤸㝢ち晢戸攳ㄸ㐲㌸戵昴扤捦㕦㉢㍥摣ㄱ昱挶㐹㜷㌶㐷㘱㜲㙡㈱㡥㝢㥣㜵㌱愷ㄷ愷摢づ愶挲㌱㕣㝤㌰ㄲ户㙣㘵搱晡晡㈰昷㉣敥㤵㤵㌸㘵㠷ち㘴㐰㡤ㄳ㠹㔱ぢ㈱扢㥦搵ㄵ㥣㡦慥攰㝣改挲㍢㌱敦㕥㤰㌶㜳㐵㘷〵㘳攱㐴㕤㝤戸扡㠰ち敦㌰昸㕤散㤲搸㠳昲〰愶扤挸㝥㠹搱㘹晡〴㘲㜳捥㉢搸敥㠳てっ㠴㡥散㘳挷捤㤵户㙦昵㉢愷㠶㘳昸㙡㜰㌸㙢散つ㤱㡦捦㜳攸戰㡥ㄱ挷戸ぢ㍤㜲づ捡摢〲㠷㡣ㄳ㜶摢挲挱㍦㍥ㅡ慣ㄹ㠵摢㑤愲戱戶搶晤攸〵㈰㤱攷㡥㔸㌱攷㘸㤷攱㐶〶摣㈰㌱ㄷ〳摤㔸〱㍢㉡㌱晤㌹㡦戳扢㝤㈶㕢㍣㍡㜳昲昳摢ㄵ攸㙡㡤戵㜳㤵㔸搳㔵㥤昷昳㡦㜵攵晦㘴昲㈰㥣㐲戹〱ㅣ㉢ㄸ晢㜰㘳㍢㐳愸挷愱㜲㝢搲ㅣ扡搰㘱㕦愲戱ㄵ挶昴攳挱㜳㐲㌳〲㜲昲敢㌹搱扡愰㥥㥢㠳㌱㠵て搳慦㌱㘱ㅢ㤰昸摡ㄵ㍣〱扢戱ㅦ扣㕥搸戶㙤㈸摡㌹敡㘹〸扢㍥㜷〰㙢〵昷㠷㡦㜱〰㠴㝡〹㥤晣捣改㍢㄰㕡㙥㔳っ㕦㉦愱攱昸挰愱㌸㈵㤶ㅦ㍡散挵㐱㤹㐹㤸㝡〵㈶づ㤷㜹㤶㙡㘹攸愵㕥㠵ㅦ㠷㕦昸ち㡢㉢搱㡣㤶晤晥慦㕥㠳挲㌱㠰戹㜸扥㑢㈹捥扢攵㍢㔵㡥昶捣愸㕥㠷㠵㘷㐷愳ㅢ户昰つ戴㜸搶攱㕥挸㡤㌴づ㠶㘸㜱㉦㔴摢ㄱ㘱㈳挷㘸ぢ戹㐳㤸愱㍢昳敥搰㍢昴愰挳愱㜴攰ㅣ㕦搲㙢ㅣ〶㉤挹挸摢㡥㌰〷㈳㍤ㄹ搶㡢㘱㥣㔷㉢㡣昴㠶㈶㡣昴㐱挳挹〸㈷摤㘶㘶攴㈳㜸㘴捤挸挷㜰㌶ㄹ㌹㥣㉢搱っ㌵挹〸㈷昴㘶挳挸㘷昰换挰挸攷㌰ぢ㈳晤戸㠵扢愰搹㡣㜰㈳㡤㔲㠸㤶ㄹ昹〲㘱ㅡ㐶〶㌰挳㐰收晤㔲敦㜰〴ㅤ㡥愴挳㔷㜰㄰㐶〶㐱㑢㌲昲㡤㈳捣挱挸㔱っ㍢㥡㘱摣慦㠵㤱挱搴昰㤹㝣〸晥㍡〹攱搹㉣㌳㈱戹昰挸㥡㤰㌶㜰㌶〹ㄹ捡㜵㘸㤶㘲收㄰㔹㜱愰㥥つ㈱㍥昸㘵㈰愴㉤捣㐲挸㌰㙥㔲〱㌴㥢㄰㙥愳㌱ㅣ愲㘵㐲晣〸摢㠲㤵㑢㍢戹㡤㘰㠶㌲收㙤愷㜷㈸愷挳㐸㍡ㄴ挲㐱〸ㄹ〵㉤㐹㐸㤱㈳捣㐱挸㘸㠶㡤㘱搸㍥㜰㄰㐲挶㐲㤳㐳攴㔸㌴㥣㡣㜰摥㜰㘶㐶扡挰㈳㙢㐶昶㠵戳挹挸㌸慥㐴ち㈳晢挱㤶つ㈳㥣㥣㥣㠱㤱〳㘱ㄶ㐶㈶㜰ぢ〳搰㙣㐶戸㤱挶㈴㠸㤶ㄹ㌹〸㘱㕢摣㡣㔴㌰挳㘴收敤愶㜷㤸㐲㠷㑡㍡㤴挰㐱ㄸ㤹ち㉤挹㐸㜷㐷㤸㠳㤱㘹っ㍢㡥㘱㝤攱㈰㡣㑣㠷㈶㡣ㅣ㡦㠶㤳ㄱ捥㑣捥捣㐸㝦㜸㘴捤㐸㈹㥣㑤㐶㑥攰㑡愴㌰㌲〰戶㙣ㄸ攱昴攷っ㡣ㅣ〹戳㌰㜲ㄲ户㜰㄰㌴㥢ㄱ㙥愴㌱〳愲㘵㐶㡥㐶搸ㄶ㌷㈳愷㌰㐳ㄵ昳づ搶㍢㥣㑡㠷㈰ㅤ㠶挰㐱ㄸ㤹〹㉤挹挸㌰㐷㤸㠳㤱㙡㠶搵㌰㙣っㅣ㠴㤱㄰㌴㘱愴ㄶつ㈷㈳㥣晢㥣㤹㤱㘳攱㤱㌵㈳攳攰㙣㌲㌲㡢㉢㤱挲挸㜸搸戲㘱㠴ㄳ慣㌳㌰㌲〹㘶㘱㈴捣㉤慣㠰㘶㌳挲㡤㌴㘶㐳戴捣挸ㄴ㠴㙤㜱㌳ㄲ㘱㠶㝡收慤搴㍢㌴搰㈱㑡㠷愹㜰㄰㐶收㐰㑢㌲㌲摤ㄱ收㘰攴㜴㠶挵ㄸ㜶㉡ㅣ㠴㤱㌸㌴㘱㐴ㅥ〸戵晢摡慥ち挲㈳㌳㈳㌳攱㤱㌵㈳搵㜰㌶ㄹ㘹攴㑡愴㌰㔲〳㕢㌶㡣搴挲㉦〳㈳戳㘰ㄶ㐶收㜱ぢ敢愰搹㡣㜰㈳㡤㈶㠸㤶ㄹ㌹つ㘱㕢摣㡣㥣挱っぢ㤸㜷戶摥㘱㈱ㅤ捥愴㐳〴づ挲挸㔹搰㤲㡣㐴ㅤ㘱づ㐶捥㘶搸㈲㠶捤㠷㠳㌰㜲づ㌴㘱㘴㌱ㅡ捥㘳㠴昳户㌳㌳㜲〶㍣戲㘶㘴〱㥣㑤㐶㤶㜰㈵㔲ㄸ㔹〸㕢㌶㡣㜰㤲㜸〶㐶捥㠶㔹ㄸ㌹㤷㕢戸〸㥡捤〸㌷搲㔸〶搱㌲㈳㡢ㄱ戶挵捤挸昹捣戰㥣㜹㤷攸ㅤ㉥愰挳㠵㜴㔸ち〷㘱攴㈲㘸㐹㐶㤶㌹挲ㅣ㡣㕣捣戰㑢ㄸ㜶ㄹㅣ㠴㤱㑢愹㘱愸㜵ㄹ晥㍡〹攱〴昱捣㠴㕣〱㡦慣〹戹ㄲ捥㈶㈱㤷㜳ㅤ㔲〸戹ち戶㙣〸攱㉣昴っ㠴㕣ぢ戳㄰㜲㈵㌷㘹〵㌴㥢㄰㙥愳㜱㌵㐴换㠴慣㐴搸ㄶ㌷㈱搷㌰挳戵捣扢㑡敦戰㠲づ搷搱㘱㌵ㅣ㠴㤰㤵搰㤲㠴慣㜱㠴㌹〸㔹挵戰搵っ㕢ぢ〷㈱攴㝡㘸㜲㠸摣㠰㠶㤳ㄱ捥㍦捦捣挸㍡㜸㘴捤挸㝡㌸㥢㡣慣攱㑡愴㌰戲〱戶㙣ㄸ攱㈴昷っ㡣摣つ戳㌰㜲ㄳ户昰ㅥ㘸㌶㈳摣㐸攳ㄶ㠸㤶ㄹ戹て㘱㕢摣㡣摣捡っ户㌱敦㐶扤挳敤㜴戸㠳づ㥢攰㈰㡣慣㠵㤶㘴攴㐱㐷㤸㠳㤱㍢ㄹ戶㡥㘱捤㜰㄰㐶搶㐳ㄳ㐶㌶愰攱㘴㘴ぢ㍣㌲㌳昲㌸㍣戲㘶攴〹㌸㥢㡣摣挵㤵㐸㘱㘴㉢㙣搹㌰昲ㄴ晣㌲㌰昲㌴捣挲挸摤摣挲㘷愰搹㡣㜰㈳㡤㝢㈱㕡㘶攴㌹㠴㙤㜱㌳㜲ㅦ㌳㙣㘴摥攷昵づ㥢攸㜰㍦ㅤ戶挱㐱ㄸ㜹〰㕡㤲㤱ㄷㅤ㘱づ㐶ㅥ㘴搸㘶㠶扤〱〷㘱攴㈱㘸挲挸挳㘸㌸ㄹ攱ㅣ晡捣㡣㙣㠷㐷搶㡣散㠰戳挹挸㈳㕣㠹ㄴ㐶摥㠴㉤ㅢ㐶㌸㔱㍦〳㈳㙦挳㉣㡣㍣捡㉤㝣〷㥡捤〸㌷搲㜸っ愲㘵㐶摥㐵搸ㄶ㌷㈳捤捣戰㠵㜹摦搳㍢㍣㑥㠷㈷攸戰ㄳづ挲挸㔶㘸㐹㐶摥㜷㠴㌹ㄸ㜹㤲㘱㑦㌱㙣ㄷㅣ㠴㤱愷愹攱㙤攴ㄹ晣㜵ㄲ挲㐹晡㤹〹昹〲ㅥ㔹ㄳ昲㈵㥣㑤㐲㥥攵㍡愴㄰昲ㄵ㙣搹㄰挲㍢〱㌲㄰昲つ捣㐲挸昳摣愴㙦愱搹㠴㜰ㅢ㡤ㄷ㈰㕡㈶攴㝢㠴㙤㜱ㄳ昲㔷㘶㜸㤱㜹㝦搰㍢扣㐴㠷㤷改昰㈳ㅣ㠴㤰㔷愰㈵〹昹挵ㄱ收㈰攴㔵㠶扤挶戰〲㕣昵ㄵ㐲晥㐶つ㠴晣ㅤ㝦㥤㠴昰ㄶ㠰捣㠴昸攱㤱㌵㈱敤攰㙣ㄲ昲㍡搷㈱㠵㤰㐲搸戲㈱㠴昷ㄹ㘴㈰愴〸㘶㈱攴ㅦ摣愴㘲㘸㌶㈱摣㐶㘳〷㐴换㠴散㠹㌰つ㈱㙦㌲挳㕢捣摢㔱敦昰㑦㍡扣㑤㠷㑥㜰㄰㐲摥㠱㤶㈴㘴㙦㐷㤸㠳㤰㝦㌱散㕤㠶〵攰㈰㠴扣〷㑤捥㔹㍢搱㜰㌲挲㍢っ㌲㌳㜲㄰㍣戲㘶愴ㅢ㥣㑤㐶晥捤㤵㐸㘱愴〴戶㙣ㄸ攱㙤っㄹㄸ改づ戳㌰昲㍥户戰〷㌴㥢ㄱ㙥愴昱㈱㐴换㡣ㅣ㠶㌰つ㈳ㅦ㌱挳挷捣摢㔳敦昰〹ㅤ㍥愵㐳㉦㌸〸㈳㥦㐱㑢㌲㜲戸㈳捣挱挸攷っ摢挵戰㐱㜰㄰㐶晥〳㑤ㄸ昹〲つ㈷㈳扣㠷㈱㌳㈳㐷挳㈳㙢㐶〶挳搹㘴攴㑢慥㐴ち㈳㐳㘰换㠶ㄱ摥㈸㤱㠱㤱㘱㌰ぢ㈳㕦㜳ぢ㡦㠱㘶㌳挲㡤㌴扥㠱㘸㤹㤱ㄱ〸搳㌰昲㉤㌳㝣挷扣㘵㝡㠷敦改昰〳ㅤ捡攱㈰㡣晣〸㉤挹挸㘸㐷㤸㠳㤱㥦ㄸ昶㌳挳㉡攰㈰㡣晣㐲つ㈷慤ㅣ扡㌹㍥慦昳㈶㠹捣㠴㑣㠱㐷搶㠴㔴挲搹㈴㠴㕦搶愵ㄲ㌲ㄵ戶㙣〸攱㥤ㄸㄹ〸㤹づ戳㄰搲〶ㄵ搴昱搰㙣㐲戸㡤㐶㍥㝡㕢㈶攴㐴㠴㘹〸昱㜱愵摢㌲敦㐹㝡㠷〲㍡昰㐹搶敡㘴㌸㙣〵㤶㠶ㅦ㕡㤲㤰㉡㐷ㄸ晡敤慦㕣摡愱㙤ㄴ㐲愸㍡㌸〸㈱敤愱挹㈱搲㠱㝥づ㐶㜸て㐶㘶㐶㑥㠳㐷搶㡣捣㠶戳挹㐸ㄱ㔷愲㔹㡡㔹㔷攲㈳戰㘵挳〸㙦昴挸挰㐸ㄴ㘶㘱㘴て㙥攱ㅣ㘸㌶㈳摣㐸愳㈳㐴换㡣挴㄰愶㘱愴ㄳ㌳散挵扣㜱扤挳ㅦ攸戰㌷ㅤㄲ㜰搸㡡捤㌳昶㠱㤶㘴㘴㥥㈳っ晤㌶㈳㥤搱㌶扡㐰愸㐵㜰㄰㐶昶愵㠶㐳㘴㍦扡㌹〸攱㑤ㅥ㤹〹㔹っ㡦慣〹㔹〲㘷㤳㤰晤戹づ捤㔲捣㈲㘴㈹㙣搹㄰挲㍢㐹㌲㄰戲っ㘶㈱攴㐰㙥搲昹搰㙣㐲戸㡤㐶㔷㠸㤶〹戹〰㘱ㅡ㐲づ㘲㠶㙥捣㝢愱摥愱㠴づ〷搳攱㈲㌸㙣挵收ㄹ㠷㐰㑢ㄲ㜲愹㈳っ晤㌶㈱摤搱㌶㝡㐰愸ㄵ㜰㄰㐲づ㠵㈶㠷挸㘱昴㜳㌰挲摢㐸㌲㌳戲ㄲㅥ㔹㌳戲ち捥㈶㈳㍤戹ㄲ捤㔲捣㘲㘴㌵㙣搹㌰挲㝢㔵㌲㌰戲〶㘶㘱愴㌷户昰㐶㘸㌶㈳摣㐸攳㜰㠸㤶ㄹ戹ㄹ㘱ㅡ㐶晡㌲㐳㍦收扤㐵敦搰㥦づ愵㜴戸ㄵづ㕢戱㜹挶〰㘸㐹㐶敥㜰㠴愱摦㘶㘴㈰摡挶ㄱ㄰敡ㅥ㌸〸㈳㐷㐲ㄳ㐶〶搱捦挱〸㙦㔴挹捣挸㝤昰挸㥡㤱㡤㜰㌶ㄹ㌹㡡㉢搱㉣挵㉣㐶㌶挱㤶つ㈳扣ㅢ㈶〳㈳て挲㉣㡣っ收ㄶ㙥㠶㘶㌳挲㡤㌴㠶㐲戴捣挸挳〸搳㌰昲㐷㘶ㄸ挶扣㡦攸ㅤ㡥愱挳㜰㍡晣ㄹづ㕢戱㜹挶〸㘸㐹㐶ㅥ㜳㠴愱摦㘶愴っ㙤愳ㅣ㐲㍤〳〷㘱㘴㈴㌵㥣戴㐶搱捤㐱〸敦㠴挹㑣挸㜳昰挸㥡㤰攷攱㙣ㄲ㌲㥡敢搰㉣挵㉣㐲戶挱㤶つ㈱扣摤㈶〳㈱㉦挲㉣㠴㡣攵㈶扤〴捤㈶㠴摢㘸㡣㠳㘸㤹㤰㔷㄰愶㈱㘴㍣㌳㑣㘰摥㔷昵づㄳ改㌰㠹づ慦挱㘱㉢㌶捦愸㠰㤶㈴攴㜵㐷ㄸ晡㙤㐲㈶愳㙤㑣㠱㔰敦挰㐱〸愹㠴㈶㠷挸㔴晡㌹ㄸ攱㡤㌶㤹ㄹ㜹ㄷㅥ㔹㌳昲ㅥ㥣㑤㐶愶㜱㈵㥡愵㤸挵挸㑥搸戲㘱㠴㜷昳㘴㘰攴㝤㤸㠵㤱改摣挲て愰搹㡣㜰㈳㡤ㄳ㈰㕡㘶攴㈳㠴㘹ㄸ㌹㤱ㄹ㑥㘲摥㡦昵づ㈷搳㘱〶ㅤ㍥㠱挳㔶㙣㥥㜱ち戴㈴㈳㥦㍢挲搰㙦㌳㔲㠵戶㜱㉡㠴晡ㄶづ挲㐸㄰㥡㌰㌲㤳㝥づ㐶㜸㉢㑦㘶㐶扥㠷㐷搶㡣晣〰㘷㤳㤱㙡慥㐴戳ㄴ戳ㄸ昹ㄱ戶㙣ㄸ攱晤㐲ㄹㄸ昹〵㘶㘱㈴挴㉤捣挱㜸搷㘶㠴ㅢ㘹捣㠲㘸㤹㤱㕣㠴㘹ㄸ愹㘳㠶㌰昳戶搱㍢㥣㐶㠷搹㜴挸㠳挳㔶㙣㥥ㄱ㠱㤶㘴愴慤㈳っ晤㌶㈳昵㘸ㅢつ㄰昹㝢挰㈱扢㍢㑦㌸㍤慥搸㜱㍢㄰愷㑤挶昷愸㥤捣ㅦ㜰㐸㌴㑤挲捣昴〴扢㝥て昳ㄲ昳捣晢〳搲㥦㐸㥤晡昳㈰戸愹㐶㌶攱愴ㄹ〷㘰换搲㌱㐸昵戵戶㉤㑥捦㕦㜷晦㠰㍦晦昲ㅦ㝥昹㈵扢㉡ち㔵摡捥攵㔳㔰慢慡㜲ち㔸ㄳ㈴㠱㍡捥愴摥ㄳ捤っ搳㜳搳愶搲㌳㔳挷摤㜳っ㌹㙦戴㘷㠴扦ㄸ愴㥢㥣㤸㍡㑢㜷づ昶づ搵〹搵㤸挳㌸㥤㥡戵㈲昹㝢愳户挵㈹㥥〸挰㍤㐲㥣散㔹㤹㘸㡡㘰㠲㉤㥢㝣慡愷搹攲㍣㐳搳㡣搵㡢挶昲㜰㌳㔴晡挳㝣㤳戱て㈰㔵扢㑥㘹て㑦㤶㌰㕡昶挲摡攴㕦〲㜰㍤攳㔳昱㘴っㄷ㕦ㅣ慢搸㘹㐲戸㍡ㄶ㡤㐷㙢昹㕢㉥つ昱〰ㅦ愷㡤㈷摥昴ㅤ㥥㝦ㄱ㌲㙡㙢㜲挳昲ㅡ昸㘳㌷㐲㤱㝦㜶㐳㜴㕥㠳慣㑤㝥㥣㑦ㄵㄷ扣摡戶㘵ㄹ摥㐳㈰㑢㌷㠰㔷扣て㔶㤴㑢㜱㘷扢搱挵㙥散㙢㌵㡡昶㐳㠳㔱㍥昱晣つ㐵昱晥挸捣㉡扥㐶㙣挰ㅥ㘵㈳慡㔲㝦挷挷㌷ㄷ摤㠵攸㤶㔹慣㔳昰〰㙥摦㍣昴㜴㐰㡦㘳捡㜷昱〱㔶ㄶ㘳㍥㡣㐶㔷攴㌳〲㄰㉡㠰㝥㥥㑡晣敡㕣攰挶㕤㥤戵㘴㤷㔵㕤搱攴㙥㙢㉣㐴㡣敡㠶㤶㐰㜴㈶㌵㌸搱㔱ㅤっ挹摤㑡㉤㐶㈸挹㐴㘷㡥敦㙣戸㜸㌲愴ㄶ挱㡤㉣愵愲㝣〸昳㘱㈹敥㙥㌷㝡搸㡤㐳慤㐶搱㘱㘸戴づ捡㍤㤱㤹㔵っ愲㙣㄰㔳㠳㌰ㄶ昷戲晢㤷戲慢㍢㍤づ㠱㔰㝤搰㙦攲搶㠴㉤㐹挵敤㜰搸〴户昳ㄱ愳晡㐱ㄳ摣㤶㔳㐳㉣昴ㅣ㔵ち㈹戸捤㐵戸㡤㥢㐱摣戸ㄳ慢㠴ㄶ愲〱っ挵㔲㍣搰㙥ㅣ㘱㌷㡥戴ㅡ㐵㠳搰㘸ㅤ㠸㡥㐲㘶㔶㐹㠷攸㘸扢晦㌲㐲挴挷戶ㅡ扤㈰搴㄰昴㥢㄰搵扢㈰ㅡち㥢㐰㜴ㄵ㐱ㄹ〶㑤㈰扡摡〹搱㜰昴ち㐴愷㘹㈱慡搳㐲㌴〲㐱㕣㡡换散㐶戹摤ㄸ㘹㌵㡡㐶愱搱㍡㄰㡤㐶㘶㔶㐹㠷㘸㡣摤扦㥡㄰㤵搲㠳㜷㙥愸㘳搱㙦㐲ㄴ㜴㐱㌴づ㌶㠱攸㐶㠲㌲〱㥡㐰㜴㤳ㄳ愲㐹攸ㄵ㠸㑥搱㐲㜴戲ㄶ愲ち〴㜱㈹㥥㙣㌷愶搸㡤㑡慢㔱㌴ㄵ㡤搶㠱㘸ㅡ㌲戳㑡㍡㐴挷搹晤㙢〹搱㔱昴ㄸ〴愱㡥㐷扦〹搱㌴ㄷ㐴㈷挰㈶㄰㙤㈰㈸㈷㐱ㄳ㠸敥㜲㐲㌴〳扤〲搱ㄴ㈷㐴㝣ぢ㤱〳慤㐲ぢ搱㈹〸攲㔲㕣㘵㌷㑥戵ㅢ㐱慢㔱㌴ㄳ㡤搶㠱愸ㅡ㤹㔹㈵ㅤ愲ㅡ扢㝦ㄳ㈱ㅡ㐶㡦㍦㐲愸㕡昴㥢㄰㡤㜵㐱㌴ぢ㌶㠱㘸㌳㐱〹㐳ㄳ㠸ㅥ㜲㐲㌴ㅢ扤〲搱㈸㈷㐴挹㜳㔱戹ㄶ愲〸㠲戸ㄴ搷摢㡤〶扢ㄱ戵ㅡ㐵㜳搰㘸ㅤ㠸㑥㐷㘶㔶㐹㠷㈸㘶昷㌷ㄳ㈲㍥㠲搵㈸㠷㔰〹昴㥢㄰つ㜵㐱搴〸㥢㐰戴㤵愰捣㠳㈶㄰㍤改㠴愸〹扤〲搱搱㕡㠸〶㘹㈱㍡〳㐱㕣㡡ㄷ搸㡤㠵㜶攳㑣慢㔱㜴ㄶㅡ慤〳搱搹挸捣㉡改㄰㉤戲晢户ㄱ愲㜱昴㌸ㄶ㐲㉤㐶扦〹㔱㍦ㄷ㐴㑢㘰ㄳ㠸㕥㈲㈸攷㐲ㄳ㠸㕥㜶㐲戴っ扤〲㔱ㅦ㉤㐴扤戴㄰㥤㡦㈰㉥挵换敤挶〵㜶攳㐲慢㔱㜴ㄱㅡ慤〳搱挵挸捣㉡改㄰㕤㘲昷扦㐱㠸昸愰㔵愳〲㐲㕤㠶㝥ㄳ愲㠳㕤㄰㕤づ㥢㐰昴㈶㐱戹ㄲ㥡㐰昴㤶ㄳ愲慢搱㉢㄰ㅤ攴㠴㈸㜹㉥ち㘸㈱扡〶㐱㕣㡡慦戵ㅢ㉢散挶㜵㔶愳㘸㈵ㅡ慤〳搱㉡㘴㘶㤵㜴㠸㔶摢晤㍢〹搱㜴㝡ㅣ〷愱㙥㐰扦〹㔱㘷ㄷ㐴㙢㘰ㄳ㠸㍥㈰㈸㌷㐱ㄳ㠸㍥㜴㐲㜴ぢ㝡〵愲㍦㘸㈱敡愴㠵攸㔶〴㜱㈹扥捤㙥摣㙥㌷敥戰ㅡ㐵㙢搱㘸ㅤ㠸敥㐴㘶㔶㐹㠷㘸㥤摤扦㡢㄰捤愰〷㥦搴慡㌶愰摦㠴愸扤ぢ愲扢㘰ㄳ㠸扥㈲㈸㜷㐳ㄳ㠸扥㜶㐲㜴㉦㝡〵㈲扦ㄳ愲攴改扡㐰ぢ搱㝤〸攲㔲扣搱㙥㙣戲ㅢ昷㕢㡤愲〷搰㘸ㅤ㠸ㅥ㐴㘶㔶㐹㠷㘸戳摤晦㈳㈱慡愶挷㑣〸昵㌰晡㑤㠸㤴ぢ愲㐷㘰ㄳ㠸㜲昲攱昹㈸㌴㠱㠸扦㠰挹〶昴ㅣ昵ㄸ愴㐰昴昳昷扡搱昵㡦攸㜵㝦〰㘹㘶㈸㤶攲㉤㜶攳㜱扢昱㠴搵㈸摡㡡㐶敢㐰昴㈴㌲戳㑡㍡㐴㑦搹晤〵搸㐰昹扤㐱㠳捦㘳㔵捦愰摦㠴攸㙢㙣㑤敡〷㤰㘷㘱ㄳ㠸ち〹捡昳搰〴愲昶㑥㠸㕥㐰慦㐰昴㠵ㄳ愲攴戹㘸㤷ㄶ愲扦㈲㠸㑢昱㡢㜶攳㈵扢昱戲搵㈸㝡〵㡤搶㠱攸㔵㘴㘶㤵㜴㠸㕥戳晢㍢ㄱ愲㈸㍤昸〸㔶昵㜷昴㥢㄰㝤攸㠲攸㜵搸〴愲㝤〸捡㍦愰〹㐴㥤㥤㄰敤㐰慦㐰昴㍦㕡㠸㜶㙡㈱㝡ㄳ㐱㕣㡡摦戲ㅢ晦戴ㅢ㙦㕢㡤愲㜷搰㘸ㅤ㠸晥㠵捣慣㤲づ搱扢㜶㝦㠰㄰昱愱愸〶ㅦ戹慡㜶愲摦㠴攸㉤ㄷ㐴晦㠶㑤㈰㉡㈱㈸敦㐳ㄳ㠸づ㜶㐲昴㈱㝡〵愲敤㑥㠸㤲攷愲㌷戴㄰㝤㠴㈰㉥挵ㅦ摢㡤㑦散挶愷㔶愳攸㌳㌴㕡〷愲捦㤱㤹㔵搲㈱摡㘵昷昷㈲㐴ぢ攸㜱〶㠴晡〲晤㈶㐴㉦扢㈰晡ㄲ㌶㠱愸㉦㐱昹ㅡ㥡㐰搴捦〹搱㌷攸ㄵ㠸晥慡㠵㘸㥢ㄶ愲㙦ㄱ挴愵昸㍢扢昱扤摤昸挱㙡ㄴ晤㠸㐶敢㐰昴ㄳ㌲戳㑡㍡㐴㍦摢晤㠳〸搱㌹昴㔸〴㈱捦㐳㌲㈱㝡搲〵㤱挲㤹㕤㈰ㅡ㐲㔰㘴㥡〹攳㠶㍡㈱捡㠷㡦㐰昴戸ㄳ愲攴戹愸㔹ぢ㤱て㐱㕣㡡㌹挵㐴ㅡ〵㜶挳戰ㅡ㐵㥣㑥搲㍡㄰戵㐳㘶ㅤ㐴㠵㜶㝦㌹㈱㕡㠶昵㌲昸㈰㔵挵㠹㈹㈶㐴て戹㈰攲㕣ㄲ㠱㘸っ㐱搹〳㥡散㐵㘳㥤㄰㜵㐴慦㐰昴㠰ㄳ愲攴㠱戶㐹ぢ㔱㈷〴㜱㈹摥换㙥㜰㠲㠷昴散㙤㌵㡡昶㐱愳㜵㈰攲慣㄰ㅤ㐴㥣㈸㈲晤ㄵ㠴㠸㡦㌶㌵昸攰㔴戵ㅦ晡㑤㠸敥㜲㐱戴㍦㙣〲搱㔴㠲㜲㈰㌴㠱㘸㥡ㄳ愲慥攸ㄵ㠸搶㘹㈱㕡慢㠵㠸㌳㌰戸ㄴ㜳ㄶ㠶㌴㑡散挶挱㔶愳攸㄰㌴㕡〷㈲捥搳搰㐱搴挳敥㍦㤹㄰㕤㠹昵㌲慥㠰㔰㥣扢㘱㐲㜴㤳ぢ愲㥥戰〹㐴愷ㄲㄴ㤹ㅡ挱戸愰ㄳ㈲㑥㡤㄰㠸㙥搰㐲戴㕡ぢ㔱㕦〴㜱㈹敥㘷㌷㌸〷㐲㝡㑡慤㐶搱〰㌴㕡〷愲㠱挸慣㠳㠸㜳㈹愴扦㡥㄰㕤㠷搵㌱㔶㐰愸㐱攸㌷㈱扡摡〵ㄱ攷㍦〸㐴ㄱ㠲㈲㜳ㄵㄸ㔷敦㠴㘸㈸㝣〴愲㉢戴㄰㕤愶㠵㠸㜳ㄴ戸ㄴて戳ㅢ挷搸㡤攱㔶愳㠸㜳ㄲ㕡〷㈲捥㘴搰㐱㔴㙥昷㈷〸搱ㅡ慣㥦㜱〳㠴ㅡ㠵㝥ㄳ愲攵㉥㠸㌸㈳㐱㈰㥡㑦㔰挶㐲㤳〳慤挹〹搱㌸昴ち㐴攷㌹㈱㑡㥥慥㤷㙡㈱ㅡ㡦㈰㉥挵㥣㌹㈰つ㑥ㄳ㤰〶愷ち㜰㈹慡㐰愳㜵㈰㥡㡣捣㍡㠸㌸摤㐰晡ㄷㄱ愲摢戰ㄲ挶慤㄰㙡㉡晡㑤㠸捥㜴㐱㌴つ㌶㠱㘸㈹㐱㤱慦昳ㄹ㜷慥ㄳ㈲㝥㥤㉦㄰㥤攱㠴㈸㜹扡㥥慦㠵㠸㕦攳㜳㈹收㔷昹搲㌸搹㙥捣戰ㅡ㐵晣摡扥㜵㈰慡㐲㘶ㅤ㐴晣晥㕦晡㉦㈲㐴敢戱㕥挶㍡〸挵〹〰㈶㐴愷扢㈰攲㜷昶〲搱㘵〴挵晣㝥ㅤ㜱㤷㍢㈱攲昷敢〲㔱㠳ㄶ愲㠸ㄶ愲㍡〴㜱㈹づ摢つ㝥㤱㉥㍤戳慤㐶㔱〴㡤搶㠱㠸摦扥敢㈰攲ㄷ昲搲扦㠲㄰昱㐹愴挶㍤㄰㙡づ晡攵昰㔹㠵㝥㝢㈹㍥ㅤ扤昸㡦ㅢ敡搰摢扥㡤㥡て愵㠴晡昳ㄴ摢㈸㕥㠰㔰愷〲㠱ㅤ㜸㔰慢敢户ぢ慢㉣㠳敢户ぢㄷ㈲㤳搴扢搹㔹敦㑣昴攲㍦㙥㘴㌳敢㉤㠵㔲㐲㍤慤摥〹㕥昵㡥户っ慥摦晥㍢ㅦ㤹摣昵㤶愳ㄷ晦戱㥢㤸昵㉥㠳㔲愲愹㌷挵慢摥㘴换攰晡敤扣慢㤰挹㕤敦㙡昴攲㍦㠰㌷敢慤㠶㔲愲愹㌷捥慢摥戱㤶挱昵摢㜳㌷㈲㤳扢摥㑤攸挵㝦摣散㘵搶㕢ぢ愵㐴㔳慦摣慢㕥㤹㘵㜰晤㜶摢〶㘴㤲㝡㈹晢ぢ扦捥挰㝦摣㘴㘵搶摢〴愵㐴㔳㙦愸㔷扤㈱㤶挱昵摢㘷㥢㤱挹扤㝤晣㙥〰晦㜱敢㤴㔹慦ㄹ㑡㠹愶摥ㄱ㕥昵〶㕡〶搷㙦㠷㙤㐵㈶㜷㍤㕥㘸挷㝦散昵㘶扤㙤㔰㑡㌴昵づ昷慡搷挷㌲戸㝥㝢敢㈵㘴㜲搷㝢ㄹ扤昸㡦㍢㤱捣㝡㙦㐰㈹搱搴敢攱㔵慦扢㘵㜰晤㜶搵㥢挸攴收敦㉤昴攲㍦㙥〱㌲敢敤㠴㔲愲愹搷搵慢㕥挰㌲戸㝥昸改〳㘴㜲搷晢㄰扤昸㡦ㅢ㝢捣㝡扢愰㤴㘸敡㜵昱慡搷搹㌲戸㝥㌸改㉢㘴㜲攳昹㌵㝡昱ㅦ㌷搴㤸昵㝥㠴㔲愲愹搷搱慢摥㥥㤶挱昵挳㐳㜲㠵㡦㤹㔲捥㘷扣搲㈷昵㜶㤹昵㜸㘱㑣㔷慦搰慢㕥㍢换攰晡攱㥥㐲㘴㜲攳挹换㘶㔲敦ㅢ戳ㅥ慦㌲改敡攵㝢搵换戳っ慥㕦扤搹㐷㕢㡦搷愰愴摥捦㘶㍤㕥戲搱搵晢昹㍢㡦昷㠷㥦㉣㠳敢㈷㘳攴㐲㡥ぢ㑦㕥搰㤱㝡昹㤸扣㠲昷愳㕥ㅥ昵扥昱慡昷㕦换攰晡挹ㄵ戹㉡攲慡挷慢㈳㔲慦搰慣㌷挸愳摥㉥慦㝡㥦㕢〶搷㑦㤶挸㈵〶搶㑢㌹㝦昲㔲㠳搴敢㘸搶攳㈷㜳ㅤ㥥ㅦ㝡搵晢挰㌲戸㝥敦㐳㍥慦扢戶㡦㥦摢愵㕥ㄷ戳ㅥ㍦收敡敡扤敢㔵敦㕦㤶挱昵㝢ㄹ昲攱搷㔵㡦ㅦ㠲愵㕥㔷戳ㅥ㍦㌳敡敡敤昰慡户摤㌲戸㝥㙦㐲㍥㐹扡敡昱ㄳ愵搴敢㘱搶攳〷㌰㕤扤搷扣敡扤㙡ㄹ㕣扦搷㄰㐱㈶昷昹㠵ㅦ捦愴摥攱㘶㍤㝥㥡搱搵㝢挱慢摥㌶换攰晡扤㠳昹㜶扤㤴晤㠵㥦㜵愴摥ㄱ㘶㍤㝥㌴搰搵㝢捡慢摥㤳㤶挱昵㘳〱昲㠱挱㠵㈷㍦㌸㐸扤愱㘶㍤㡥戳㜵昵ㅥ昳慡昷ㄷ换攰㝡搸扥㡣扥㕤昵㌸ち㤷㝡攵㘶扤ㄵㅥ昵㌶㝢搵㝢搰㌲愴㍦慣扥搸㠶㌱㥦㈳摢挳扣ㅦ㡢㙥㍥㔵ㄳ㌳昶㐲㜱㜹㜸㙣ㄱ搶㌱扦㤶㜳っ摢搵㜲㈲㕦㐸ㅥ敤㈹捦㈳㡦挸〴扤㐲㍣㘰㌳㌶㍢ㄴㅢ㡦挷挵攲戱㥡㤵㘱敢ㄷ挵挷攲㌱戲㝣晣愱晤㘰㐷㐳㌴捥づ昵搵㑥㡡攱㐹㡦㙤㙢挷挶昱㔰摡㥡〲晣㄰㝤㈲ㄱ㡡㌵晣ㅥ㘶戹攲㝡㘹ㅥ收ㅥ㘳㌱㥦扢愹㥤慤挸㘹㠸改て㠲㜴㍣㜹㜷㌷ㅥ昶㤳㤷㜳昹㕣捥㕦㌷挷㔵愶㔷攷慡晢挱慢㝣㉤昶㜱晦捥㌲㡦て㔳扤昱ㅢ戸搸㑢晣㑡搶㔷㘱㘲愰昸㡡挸㈹戶摦㤶ㄵ㍦㔹㤰㜳㉢搱㝤摡㐴㤳㍣ㄳ㈹㝥㔲㜰挴摦慤㡤㥦攲ㅤ捦㤱扦㈳㝥㠳㌶㝥㥡㜷晣收搴昸㍢戵昱挷㝢挷㜳㘴敥愸㝦扢㌶晥㈴敦㜸㡥戴ㅤ昱户㘸攳㑦昱㡥攷挸搹ㄱ㝦愳㌶㍥攸ㅤ捦㤱戰㈳晥㝡㙤㝣㡤㜷㍣㐷戶㡥昸㤵摡昸㔹摥昱ㅣ愹㍡攲慦搵挶㥦收ㅤ捦㤱愷㈳晥㉡㙤㝣扤㜷㍣㐷㤲㡥昸换戵昱㜳扣攳㌹㌲㜴挴㕦愲㡤㡦㝢挷㜳愴攷㠸扦㔰ㅢ㍦搷㍢㥥㈳㌷㐷晣昹摡昸㈶敦㜸㡥挴ㅣ昱攷㙡攳ㄷ㝡挷㜳㘴攵㠸㕦慣㡤㍦摢㍢㥥㈳㈵㐷晣搹摡昸挵摥昱ㅣ昹㌸攲ㄷ㙡攳捦昵㡥攷㐸挶ㄱ摦愴㡤㍦摦㍢㥥㈳ㄳ㐷晣㕣㙤晣㠵摥昱ㅣ㘹㌸攲攳摡昸㑢扣攳㌹㜲㜰挴捦搱挶㕦敥ㅤ捦㤱㠰㈳扥㕥ㅢ㝦㤵㘷㝣㍥摦㈳戲㝥戳攲〸敦㔷摥摢㜰つ敡㈸扥㡦戰愰㜱㉤㌵扥㉢㠸戶㠲ㅡ捦昱愲㕤㐷㡤㘷㙣搱㔶㔲攳昹㔷戴㔵搴㜸㌶ㄵ㙤㌵㌵㥥ㅢ㐵扢㥥ㅡ捦㜴愲摤㐰㡤攷㉤搱搶㔰攳㔹㐸戴ㅢ愹昱㥣㈲摡㑤搴㜸㠶㄰敤㘶㙡㍣摥㐵扢㠵ㅡ㡦㕥搱㙥愵挶㘳㔱戴摢愸昱挸ㄲ敤㜶㙡㍣㑥㐴扢㠳ㅡ昷㝡搱搶㔲攳㍥㉣摡㥤搴戸㐷㡡戶㡥ㅡ昷㉦搱搶㔳攳摥㈲摡〶㙡攴㕥戴扢愸㤱㐹搱晥㐴㑤㐰〵㈷㈹㥦㥡㤴㠰换㕥晢㑤ㅥ敤ㅣ㈵㈰扢㝡〵㙣㔷慦㠰敥敡ㄵ昰搹㙢てㄶ搱挶搳挸戸㈲㉥㕦㈱挳搵㉢愴戸㝡㠵ㅣ昶愶攴ㄵ㤲㕣扤㐲㤶㉢㠳㤰收敡ㄵ昲㕣ㄹ㠴㐴㔷慦㤰改捡㈰愴扡㝡㠵㕣㔷〶㈱搹攵㉢㘴扢㝡㠵㜴㔷慦㤰敦敡㤵㥤㠰扤㈹攸挸捥攰昲㤵㥤㈲扤户摤晦〲挱摡㍥㝡"]
[null,null,null,null,null,"Decisioneering:7.0.0.0"]
[null,null,null,null,null,"CB_Block_7.0.0.0:10"]
[null,null,null,null,null,"㜸〱捤㝤〹㝣ㄳ㘵晥㝥摦搲㠶㑥㈸戴ち㉡攰ㄵ戴㡡ち㘲愱愰㈰㈲㐲换㈵㈰㐷㐱扣戰㠶㌶愱㠱戴挱㈴〵敡挵扤㜸摦〷㠲㡡昷㠹敢㠵㡡扡㙡㔱㜴㔵㜰㍤㔷㕤搱㔵搱昵㕥㐵搴昵㐲晤㍦捦㜷㘶攲㈴昳㑥㥡㥦㝦晢昹㌸㤰㙦摦敦晢扤㘶㥥㘷㘶㌲挷㍢㤳㍣㤵㤷㤷昷㉢㈶晥攵㔴挰挶㙥搵捤㠹㘴愸愱㑦㘵㉣ㅡつ搵㈶㈳戱挶㐴㥦㘱昱㜸戰㜹㕣㈴㤱㙣〷〷㕦㑤〴昶㐴㘱㑤㈲㜲㑡愸愸㘶㙥㈸㥥㠰㔳㘱㕥㕥㔱㤱㤱て㝢㌷敢㔳㙡㉢〶愳㡣〲ち㜸攵ㄹ㍥㡡昶ㄴ㐵ㄴ〶㠵㥦愲〳㐵㌱㐵㐷㡡㑥ㄴ㈵ㄴ愵ㄴ㍢㔰散㐸搱㤹愲ぢ挵㑥ㄴ㍢㔳散㐲搱㤵㠲昵㡤敥ㄴ扢㐲ㄴ敦〶㔱㕤㌹㝣挲㡣㔹㔸㥡敡㘴㉣ㅥ敡ㅤ㌸摡㥣攷㈱㠷昴愹攸搳户扣晣攰㍥攵扤〳㤵㑤搱㘴㔳㍣㌴愴㌱搴㤴㡣〷愳扤〳ㄳ㥢㘶㐴㈳戵㘳㐳捤㔳㘲戳㐳㡤㐳㐲㌳捡㉢㘶〴晢て散摢㝦挰㠰昰愰㐱〳㡢㜷㐷攲昱㤵挳㈷挶㐳攱挴ㅦ㤴㜲て愶㥣㔰㌹扣捦㔱愱攴ㅦ㤴㜲㑦愴㍣慡㜲㜸㔵慣㈱ㄸ㘹晣㘳㜲ㄶ㤲捦㡡慡㔰㙤㠴挴㠷㐲昱㐸攳捣㍥㤸改㌴㤰愱ㅤ搲㘷㈴搰慥つ㈶㤲㤵愱㘸㜴㜲㈸㑣捥㡢ㅢ〸㔸㈸ㅥ㙡慣つ㈵㍡㌵㡣㤸㕦ㅢ㡡㕡收㐴㔱挳搱挱昸㔱挱㠶㔰〱ㅢ㈵つ㈶㘷㘳敡㐲㡤挹㐸戲戹㘳挳搴㐴㘸㜲戰㜱㘶㠸㉥㠵つ愳㥡㈲㜵〵〵慡愰㈰慦㕤㑦摤捣〸㌱㝤㐶挶㙢㉢敢㠳昱愴㘸愴慣慦捥搷戱㜶挸㡣愷捤ㄶ搷愰㐰㐶ㄴ㐹慡㡥㌴㡣つ挵ㅢ㐳㔱ㄶ㈱㜵扤㌲㥣〴ㄳㄳ昹ㄴ㌸昶搲㤰ㄷ搵挱摡搶戸㈸慣㘲〴㈸㝡㐰昸昶㠲攸㍥慣戱戱㈹ㄸ挵㘶㔶ㄷㄸ㔷㔹ㄹ㌸㌰㌰㜹㙡扦㐰㘵昵戸㐰戹戱㌷㍤换㈰㔴挱㘶㙣挲捥㑣摣㡣昲㙢㠲昹㌵㌳昲㙢㙡昳㙢敡昲㙢㐲昹㌵攱晣㥡㤹昹㌵昵昹㌵㤱晣㥡㔹昹㌵戳攱㘳㑦㐵敤摢攷㕢㔳㜱攵改攳收挶晦㍢晡晥㘳扡捤扤晡晡㕤㕡ㄴ户㕡搹㝣昷㐵挳攸〹攱摢て㐲㌷㘷㝤㘵捥㉡㡣晤改㜹〰㠴㔲晦挴㥣㜱敥扡ㅥ㝡㙦戲攲攲㡤㐷摣晤攸摣挹ㅤ㜶㐹晥㔳㜱㍦㈰㘹㝢搳昹㐰〸㕦ㅦ〸㕤㕡㜳㠱晢ㅡ〷搱戳ㅣ㐲愹ㄷ慣戴捦晢昲摥㙦㜹㜹捡攸㜳晦㝡敢戲㑤ㅢ㤶晤㑤㜱捦㈲㘹晢搱戹〲挲搷ㅦ挲㍢㙤㝦㘳〰㍤て㠶㔰敡㔹㉢㙤愷攰㙢㑦㍤㜹晤㈷挳㉦㝤愹㝥搵づ㉦㙤㝥㔱㜱扤㤵戴〳改㍣〸挲㜷㈸㠴㉥㙤㠵㠰搰摦ㄸ㑣捦挳㈰㤴㝡搲㑡晢晡㐱敦㔷搵て㍥㘳挴搲愷㔶戶ㅢ摢戸挷㔶挵扤㥦愴㍤㥣捥㐳㈱㝣㐷㐰㜴㥦ㄸ㙣㥥ㄱ慣㥤ㅤ㤸㠸㉤㉢㔶㈷慣ㅦ㉣㘹晢ㄹ挳攸㌹ㅣ㐲愹㐷慤戴挳㔷㑦扤晡搹敦㑥ㄸ户㘸挰㈷㉢搷㉣扦㘸慢攲晥㔴搲㔶搱㜹〴㠴㙦㈴㠴㙥㙥〷㔸㉢搳㈸㝡㡥㠶㔰敡㐱㉢敤㜹㈷攷扤㜲昵晤户㡥扢攲敢搳㙦扥扦㜰㐵愱攲ㅥ㕡搲ㅥ㐹攷戱㄰扥㜱㄰扡戴㈶㘵〳㡣昱昴㍣ち㐲愹㝢慣戴㠱㡢晥摤㜵昴戴昸攸戳㍡㠵〷晥攷慢愹扢㉡慥慣㤲㜶㈲㥤㈷㐱昸㈶㐳㜸愷慤㌰慡改㌹〵㐲愹㍢慣戴昳昷ㄹ㜶攷㔳挷㝦㌷㜶挹扢昳挶㝦戶敦攱㑦㈸㝥㡢㐸摡愳改㍣つ挲㜷っ㠴㉥㙤㝦ぢ摢㘳改㜹ㅣ㠴㔲㌷㔹㘹昷㝡㜶攳㈹戳㝦㍡㘲挲㙤户㍤昶挳㥡晦㍤摤愲昸扤㈴㘹㑦愰昳㜴〸摦㠹㄰摥㘹㉢㡣ㅡ㝡㥥〴愱搴㙡㉢敤㤶ㄹ摦扣昹㙡挹捦愳㔶㡥㥥昶㘸戰㘵晢㈶挵㙦㍡㐹㍢㠳捥戵㄰扥㍡〸摤㥡㘰慥㘰〳㡣㄰㍤挳㄰㑡㕤㘹愵摤戶戱㘱改㔱㉦㉦慡扣㍦扥攷〷慦敤扡扤㐴昱扢㔳搲搶搳㌹〲攱㥢〵愱㥢㕢㜳攳敤㙢㜰扦㘰㐴㈱㤴扡挴㑡㝢捤挲攴㐳搷ㅥ扢㘵搸攳ぢ愶つ扦㜴挹㥤攵㡡摦挶㤲戶㤱捥㌱〸摦ㅣ〸敦戴〳㡣㤳改ㄹ㠷㔰敡㍣㉢㙤㌰㝣搰扡㌳㕦㝢㜳挴攳愷扦摤敢挰攷〲㐷㈹㝥扦㑢摡㈴㥤㥢㈰㝣㜳㈱㜴㘹捤捤愱摣㤸㐷捦昹㄰㑡㉤户搲慥晤㌱㜸㑥换㥣昰㠸㠷㑢昶晢敡昲戳敢㘲㡡㐷っ㤲昶ㄴ㍡㥦ち攱㍢つ㐲㠷敤㐰㔹ㄳ㉡㡣搳改㜹〶㠴㔲㡢㙣㙣㙦ㅡ㤷户晡搳捥愳㉦㍢㜹昶㈳扦㙣敤㜴戱攲㌱㠸愴㕤㐸攷㐵㄰扥挵㄰扡戹㌵戱敤㘷㉣愱攷㔲〸愵㑥戵搲㍥㕦戸㙥攴㍢㍢㙤ㅥ㝥挳搹晥昲㉥㥦て扣㔰昱愸㐶搲晥㠵捥换㈱㝣㘷㐲攸收昶㄰㤹摢晥挶㔹昴㍣ㅢ㐲愹㈶㉢敤㠳㕦扥搷㈹昲攱愰昱て慦扤㘲摢㤲㌷搶戶㔷㍣㑥㤲戴攷搲昹㍣〸摦昹㄰扡戹㌵㔷戰扥挶〵昴扣㄰㐲愹㤸㤵㌶晦戵㘵〷㕣扢散㉦攳ㅦ扢㙢攷户晥搱㍥扡㕣昱挸㑢搲㕥㑣攷㑢㈰㝣㤷㐲攸搲摡㝢戰换攸㜹㌹㠴㔲ㄱ㉢敤敥攱扡㜷㥥㍣昸搰愳㙥㔹㜰挳㠴㠷㘷敤㜹㥢攲戱㥣愴㕤㐱攷㉢㈱㝣㉢㈱㜴㘹捤㍤㔸㕦㘳ㄵ㍤慦㠲㔰慡搶㑡扢㙢㑦摦㠸〷㕥昷ㅦ戹攴挳ㅥ㥢慦扢㝢摣㈲搵ㄵ㘶㐹㝢つ㥤㔷㐳昸慥㠵搰愵㌵攷戶挲戸㡥㥥搷㐳㈸㌵摤㑡㍢㘶收昶ㄵ㔷晣敢㠹㈳㉦戸昲昰改攵敦㡣摢㐱昱㜸㔳搲摥㐸攷㥢㈰㝣㌷㐳攸㈸㌳㔷戰㝥挶㉤昴扣ㄵ㐲愹㘹㔶摡户愶敦昸捦㉦慥晥㜶搸攲晡㈲㝦昸愱㑦㜶㔱摤㘱㤶戴户搳昹づ〸摦ㅡ〸摤摣㥡㝢戰扥挶㥤昴晣㉢㠴㔲㤳慣戴搷慣改扤散搸敤ㅢ挶㥦㤵㌷攸挳て扦㔴摦㈸ㅥㄳ㑢摡扢改㝣て㠴敦㕥〸㕤㕡㜳㑤愸㌰敥愳攷㕡〸愵挶㕡㘹㤷慤㍥㘳昹愲㙤㐳慢搶㍥㔷昷昴换㕢づ散㕦晣〰捣㤳慣愳㤹慡㜸㜰ㅥづ〹㝦㍢搸散搷愷㥣晦㕡㍦挶挶㈱㜶㜸㐰昸㤰㜰摦扥㜵〳捡㠳ㄵ挱挲〰搲收㝡㜰挷㑤愷㌸㍣㉤搲㔸ㄷ㥢㈷㐷㝢挵攱㤱㤱㘸㌲ㄴㄷ愵㈴㡣㍦收ㄱ慢攸ㅤ挳㈳收攳㌸扦搶㍣㌰散ㄲ慥っ挵㤳㌸㐲㑥㌶晦㜶戴戸摢昰㘰㈲昴㥢摡换捡㍤㍣搶搴㔸㤷搸㔵㙦慣㑥〶㤳愱敥㤹戶摦㤲戸挲慡昱㈵ㅦ㑡挸㉣敤㤱ㄹ㜶㜴㌰摡ㄴㅡ㌶㍦㘲㥡㜷捦㌰攳㐰㍡㌶挳摢㍡㌲ㅥ㍡㌹㘵㜵捤搱㌰㥣搹捤㤵摣慥愵㌴㑤收㝣〵㉡敢㘳㠹㔰愳捣㕥慦㠶㠹㤱摡搹愱㜸㜵㠸攷㠵愱㍡㔹搴㥤㘸戲㡥收㝢㑤㘸挴㠲攲昸扣㙥㉦㘷㉦㠱づ㌵搶㠵敡㌰扦㜳㠰㜲昳㤴攰㡣㘸㘸攷㌴ㄷ戳㈶っ摤搲扡㐷挶㙡㥢ㄲ㤵戱挶㘴㍣ㄶ㑤户っ慢㥢ㅢ挴ㄹ㐴摤昸㔸㕤愸㐰愶㍣㔳慡扣㜶敤㤴捡摢㑦㜷㈸捥摣〹ㅥ慣㍢㔶ㄲ㥥ㄲ㘴㜷㜶慣㐴㜴搶ㅥ攴愷㌲愳攱㔸挹攸扦㝦搶㌹㜱慥㠴昴㉥捦敡慤㔹㐹ㄹ搴㌵㝤挳敢㌳ㄹ晣㠰㠷㘸㠸㕢㘵㝥㤹㜷捡摦搶换㔶收搴挱ち㉦〳搰㍢ぢ㘸㤲㌶戵敥戵慤㜳㝥㝥㘷㙢改㐷捣挵㜹攲攸㘰㘳㕤㌴ㄴ捦㝡ㄱ㐳㜱㡥㡣〷㈹搶㔱㍣㐴昱㌰挵㈳㄰㠵㔵搸挷㜹㈲㕡〰て㌵㕦㌵ㄷ捥㡢搴㈵敢㝤昵愱挸捣晡㈴晡㜰昱愳愸㠸㜰扢㈶攳㔱㜴ㄹ㡦㔱㍣づ攱昷攷昹㕡昰㌷捦攷挷㤴㔷挸㤳扤晦晢㈹㘹㍥愲っ㌹〳挶昵㠹㐴㘱〳㑥戴ㄳ敤摡改㤶㝡㜴㌰㔱㥦攴〶㤷摤挸㝣敢㈹㥥㠰㈸㝥ㄲ㘲晣攸㔰ㄴ㥢敢ㅦ㜴㘹愳㜰㙦愴㙣昵㈴㥡挷㙡㍢㌷㔴㌷㌷搶搶挷㘳㡤㌸敦慤ち㈶㠳挳㙡㜱愵㈰愱㠲扥㠶㜱戱捡愶愴慦㘱㜴〴㝦㡡ㅢ㈶㠷收㠴㠲挹㑡散㡤㤳ㅤㅢ挶攱㉡㠳散㉥挷搴捤㉦㙣㌰㉦㄰㔴㠵ㄲ戵〶慦㈴㡣挱摥㘷扥て㉤散㑥㡢ㅢ戸㍦〹捤㑦㌲㜵晢㠶㠹㐱㕣㠹㐸ㅡ㜰敡㈵㔱㘶㡢㤱ㅤ愵捦㡥昶㕢ㅡ㌲㤴㑡搳㤱愵㠳㜴㤸㤹昲戸㠲攰㡢ㄲ㕦戲〵㤶捣摣㔰愶㈶㈳搱㐴ㅦぢ摤㍥㔵㌱㕣㘶ち挹〵㌶愲敥昳㘱㍤昲㘵攵㉡㜳㝢收愵㠸〹戵㌳捣戴㤸㤵㔱昱㔸搳㥣㍤㤰敢㡦捡挳㕣㜹挶〶㠸搵㕦摤㍥㜸㥦慢敦晡搵晡扢〰㕢㡡㑣扥愷㘰搴ㅤ㐲搸㔷㉢㕡㘰愷㈷晥挸㘴晣ㅤ㝦晣〶挳㡣ㄶ〸户慤戰っ摤摡㝤慤挷〵㤵㐲昸ㄷ㌷〰㠸㈹昱㤰㕣㈱㉡ㄲ愵㜹㑥愸㘳挳戴㔸㝣昶㡣㔸㙣㌶搷㡢㑥愲㈵敡㐳愱㈴㉦扢㜴戰慥㌲戱慤㤴㙡搷㉥敤㑡㡡攳晡捣㥥挸敦摢〸搱㜱㔸㌴ㅡ戰㌳㈶㝣㥢搰搵づ摦㈹扥攷搱攸㠵换㌴㌵攳㐳㜵㤱愶㠶昱㌱㕣㙢っ㤴ㅦ㜲㘰昹㠰〳晢㤵昷敤ㄷ㤸㈳搷ㄳ㠳扣愲摡㘷㝥㌴搱愰晡㘱愹㜹㜵㈴㍣㙣昰攷㕦㥥晢挱㠴㐵㕦㥦昳敦㠵戱挴㔶搵搷㌲戸慥挶散㡢ㄲ〱㝣㡣ㄷ㈹㕥愲㜸㤹攲ㄵ㡡㔷㈱㔴㉦㠴㜲〷㠶㜶晡㘴扣〶摤㜸㥤攲つ〸散㝡〴㜸㜳㉦愴㝡愲㡢㝢㈲攳㑤㡡捤㄰㡡㤷㜱戸搱收ㄹ㙦㐱㜸㌲晦㌶㡣㍡收敤慢㐱㉤戰㘳㝥㔲㌳㘴扣㠳づ扦挱㌰㌷昳㘲㔳〷挰㐶昶つ愲㙤㄰㕦㠳搸慡敥㐸愳挵慢㥢㘵㜰㕤㘶敡㡤戰〰攳㍦愶昸㠴攲㔳㡡捦㈸㍥㠷㔰㥤ㄱ慡挷敢ぢ晡㝣㐹戱ㄵ㈲〳慦〳搱㈵㜸㙤愳挳搷㄰敡㈰〸ㄳ慦㙦搰昲挴敢㕢ㄸ㜵㜸搹㤷戹㕡㘰挷㍣晤㠶搷㜷攸昰ㅢっ㜳攳㈵㌶㔵づ㥢づ慦㝣ぢㄶ搷晡愵㉣㠳敢晡㔹㍦㘴ち戰㔲㥥㠲攰晥换挸愷㘸㐷挱扢〳敡愷㕦扣昰昲搱愷㍤㐵ㄱ㐴〶㕥ㄵ㐸摡㠳㠹晤㜴攸〰愱〶㐰㌵昱㉡㠶敡㠹㔷㐷ㄸ扤昱敡敦挶愴〴〱㝥㠳㘱ㅥ㌶㜵㌰㉡敢昰晡ㄴ换愶㕤扦㍥戱っ慥ぢ㠳〳㤱㈹㠰㡦搱㤵攵扡㔱㜴愷搸㤵㘲㌷〸昵扥㈷㕥㝢搰㘷㑦㡡〰㐴〶㕥㠳㤰戴〷ㄳ敦㐵㠷扤㈱搴㘰愸㈶㕥㘵㔰㍤昱摡〷㐶ㅤ㕥昶㠵挹ㄶ愴㐹㕢扦㝡㈲挰㙦㌰捣㡤㤷搸搴㘱〸搱攱昵戲ㄷ㕥㉦㔹〶搷ㄵ捦挳㤱㈹㠰㡦㔱捥㜲㝤㈹晡㔱㔴㔰昴㠷㔰ㅢ㍤昱㍡㤸㍥㠷㔰っ㠴挸挰㙢㈸㤲昶㘰攲㐳改㌰ㄸ㐲つ㠳㙡攲㜵ㄸ㔴㑦扣㠶挰愸㍢㔵户慦㔷戴㈰㑤ㅡ㕥㐳ㄱ攰㌷ㄸ收挶㑢㙣㙡㌸㐲㜴㜸㍤散㠵搷㐳㤶挱㜵㈹户ち㤹〲昸ㄸ愳㔹㙥っ挵㤱ㄴ㘳㈹挶㐱愸晢㍣昱㍡㡡㍥ㄳ㈸㈶㐲㘴攰㌵〲㐹㝢㌰昱㘴㍡㔴㐳愸㔱㔰㑤扣愶㐰昵挴㙢㉡㡣扡昵换扥㤴摣㠲㌴㘹㜸㑤㐳㠰摦㘰㤸ㅢ㉦戱愹搱〸搱攱㜵扤ㄷ㕥搷㔹〶搷㌵敡㈳㤱㈹㠰㡦㜱ㄲ换〵㈹㘶㔰搴㔲搴㐱愸㔵㥥㜸㠵改㌳㤳愲ㅥ㈲〳慦戱㐸摡㠳㠹㘷搱㘱㌶㠴ㅡて搵挴㉢ち搵ㄳ慦〶ㄸ㜵㜸搹搷挸㕢㤰㈶つ慦ㄸ〲晣〶挳摣㜸㠹㑤ㅤ㠵㄰ㅤ㕥㘷㝢攱㜵㤶㘵㜰㕤㝣㥦㠸㑣〱㝣㡣昹㉣搷㑣㜱ち挵愹ㄴ愷㐱愸㈵㥥㜸㥤㐱㥦〵ㄴぢ㈱㌲昰㥡㠴愴㍤㤸㜸㌱ㅤ㤶㐰愸㙡愸㈶㕥㑢愱㝡攲戵っ㐶㙦扣㉡摣㤸㉣㐷㠰摦㘰㤸㠷㑤㑤㐱㘵ㅤ㕥㜱㉦扣㑥戶っ慥扢ち㐷㈳㔳〰ㅦ攳㐲㤶扢㠸攲㘲㡡㑢㈸㉥㠵㔰戳㍤昱扡㥣㍥㔷㔰慣㠰挸挰㙢ㅡ㤲昶㘰攲㤵㜴㔸〵愱㡥㠵㙡攲㜵ㄵ㔴㑦扣慥㠶㔱㠷㤷㝤㔷愳〵㘹搲搶慦搵〸昰ㅢっ㜳攳㈵㌶㜵ㅣ㐲㜴㜸ㅤ攷㠵搷戱㤶挱㜵扢攴〴㘴ち攰㘳摣捡㜲户㔱摣㑥㜱〷挵ㅡ〸㔵敤㠹搷㕦改㜳ㄷ挵摤㄰ㄹ㜸㑤㐷搲ㅥ㑣㝣㉦ㅤ敥㠳㔰㌵㔰㑤扣搶㐲昵挴敢㝥ㄸ扤昱搲慣㕦て㈲挰㙦㌰捣㡤㤷搸搴㐹愸慣挳㙢戸ㄷ㕥挳㉣㠳敢㍥搰っ㘴ち攰㘳戴戰摣㝡㡡㈷㈸㥥愴搸〰愱〶㝢攲昵㌴㝤晥㑥昱っ㐴〶㕥戵㐸摡㠳㠹㥦愳挳㐶〸ㄵ㠲㙡攲戵〹慡㈷㕥捦挳愸晢㝥戴敦㐳戵㈰㑤摡晡昵〲〲晣〶挳摣㜸㠹㑤昱慥㤵づ慦〳扣昰摡摦㌲戸㙥㜰搵㈳㔳〰ㅦ攳つ㤶晢ㄷ挵㥢ㄴ㥢㈹摥㠲㔰㝢㝢攲昵㙦晡扣㐳昱㉥㐴〶㕥扣㔷搶㠳㠹户搰攱㝤〸㌵ㅢ慡㠹搷〷㔰㍤昱晡て㡣扡昵换扥挱搶㠲㌴㘹㜸㝤㠴〰扦挱㌰㌷㕥㘲㔳㔱㠴攸昰摡搱ぢ慦ㅤ㉣㠳敢捥㕤㈳㌲〵昰㌱戶戲摣㔷ㄴ摢㈸扥愶昸〶㐲㜵昰挴敢㝦昴昹㡥攲㝢㠸っ扣㘲㐸摡㠳㠹㝦愴挳㑦㄰敡㘴愸㈶㕥摢愱㝡攲昵㌳㡣摥㜸つ㜰㘳昲㉢〲晣〶挳㍣㙣㉡㡥捡㍡扣㝥晣搹攳昸晥〷换攰扡㈵挹㉢㝢〱㝣㡣愲㝣〸㡥㙥㌲晣ㄴㅤ㈸㡡㈱搴搷〸搵㥦㍦㜶愲㑦〹〵〷㐲㘵攰搵㠴愴㍤㤸㜸㐷㍡㜴㠶㔰昳愰㥡㜸㜵㠱敡㠹搷㑥㌰敡昰戲㙦㠹戶㈰㑤摡晡戵ぢ〲晣〶挳摣㜸㠹㑤捤㐷㠸づ慦㉤㕥㜸扤㘷ㄹ㕣昷㕡㑦㐱愶〰㍥㐶㠰攵㝡㔰散㐵戱㌷㐵ㄹ㠴摡散㠹搷扥昴改㐹戱ㅦ㐴〶㕥愷㈲愹攰㜵〰ㅤ㝡㐱愸搳搱㘵攲搵ㅢ慡㈷㕥〷挲愸摢㝦搹昷㝡㕢㤰㈶つ慦㠳㄰攰㌷ㄸ收挶㑢㙣敡っ㠴攸昰㝡捥ぢ慦㘷㉤挳戶捣㥢挸ぢ㤱㈹㠰㡦㌱㤰攵〶㔱ㅣ㑡㌱㤸攲㌰〸昵愴㈷㕥㠷搳㘷㈸挵ㄱ㄰ㄹ㜸㉤㐲㔲挱㙢㌸ㅤ㉡㈱搴ㄲ㜴㤹㜸㔵㐱昵挴㙢〴㡣扡昵换扥㠹摤㠲㌴㘹㜸㡤㐲㠰摦㘰㤸ㅢ㉦戱愹愵〸搱攱㜵慦ㄷ㕥昷㔸〶搷摤㜱摥ㄴて攰㘳㑣㘴戹㐹ㄴ㤳㈹慡㈹愶㐰愸㍢㍣昱㍡㥡㍥搳㈸㡥㠱挸挰㙢㌹㤲ち㕥挷搱攱㜸〸挵摢敡㈶㕥㈷㐰昵挴㙢㍡㡣扡昵换扥㍢摦㠲㌴㘹㜸搵㈰挰㙦㌰捣㡤㤷搸搴搹〸搱攱戵搲ぢ慦㉢㉤㠳敢戶晦戹挸ㄴ挰挷愸㘷戹〸挵㉣㡡搹ㄴ㔱〸㜵㠹㈷㕥㡤昴㠹㔱捣㠱挸挰敢㍣㈴ㄵ扣攲㜴㐸㐰愸ぢ搰㘵攲㤵㠴敡㠹㔷ㄳ㡣扡昵换ㅥ㜶搰㠲㌴㘹㜸捤㐳㠰摦㘰㤸ㅢ㉦戱愹ぢㄱ愲挳㙢戱ㄷ㕥㡢㉣㠳㙢㍣挳挵挸ㄴ挰挷㔸挸㜲㡢㈸ㄶ㔳㉣愱㔸ち愱㑥昵挴敢㉦昴㔹㑥㜱㈶㐴〶㕥㤷㈰愹攰㜵㌶ㅤ捥㠱㔰㤷愱换挴敢㕣愸㥥㜸㥤〷愳づ㉦捦敢ㄳㄷ㈰挰㙦㌰捣㡤㤷搸搴攵愸慣挳㙢㤶ㄷ㕥ㄱ换攰ㅡ愸戱〲㤹〲昸ㄸ㉢㔸敥㑡㡡㤵ㄴ慢㈸慥㠲㔰戵㥥㜸㕤㐳㥦搵ㄴ搷㐲㘴攰㜵㈵㤲ち㕥搷搳攱〶〸戵ち㕤㈶㕥㌷㐲昵挴敢㈶ㄸ㜵㜸搹〳㐵㕡㤰㈶㙤晤扡〵〱㝥㠳㘱㙥扣挴愶㌸慣㐴㠷搷㘴㉦扣㈶㔹〶搷〸㤴㙢㤰㈹㠰㡦㜱㌷换摤㐳㜱㉦挵㝤ㄴ㙢㈱搴㔸㑦扣ㅥ愰捦㠳ㄴ敢㈰㌲昰㕡㡤愴㠲搷挳㜴㜸〴㐲㕤㠷㉥ㄳ慦扦㐱昵挴敢㔱ㄸ㜵㜸搹㈳㘰㕡㤰㈶つ慦挷ㄱ攰㌷ㄸ收挶㑢㙣敡㝡㠴攸昰㍡搴ぢ慦㐱㤶挱㌵戴收㐶㘴ち攰㘳㍣挳㜲捦㔲㍣㐷戱㤱㘲ㄳ㠴慡昰挴敢ㅦ昴㜹㠱攲㐵㠸っ扣㙥㐲㔲挱敢㘵㍡扣〲愱㙥㐱㤷㠹搷慢㔰㍤昱晡㈷㡣扡晤扤㍤戴愷〵㘹搲昰㝡ㅤ〱㝥㠳㘱㙥扣挴愶㌸㄰㐸㠷搷㕥㕥㜸昵戰っ慥㌱㐳户㈳㔳〰ㅦ攳㕤㤶㝢㡦㘲ぢ挵晢ㄴㅦ㐰愸㕤㍤昱晡㤰㍥ㅦ㔱㝣っ㤱㠱搷ㅤ㐸㉡㜸㝤㑡㠷捦㈰搴㥤攸㌲昱晡ㅣ慡㈷㕥晦㠵㔱户㝥搹㘳㤶㕡㤰㈶つ慦㉦ㄱ攰㌷ㄸ收挶㑢㙣㡡㈳㥣㜴㜸昹扤昰㌲㉣㠳㙢㌰搴摤挸ㄴ挰挷昸㥥攵㝥愰昸㤱攲㈷㡡敤㄰慡㥤㈷㕥扦搰攷㔷ち㡥愷捡挰㡢攳慡〴慦㝣搸㡣㜶㄰敡㍥㜴㤹㜸ㄵ㐰昵挴㡢㠳敢㜵㜸搹㠳戱㕡㤰㈶つ慦昶〸昰ㅢっ㜳攳㈵㌶戵ㄶ㈱㍡扣戶㙤昷㌸ㅦ晡捡㌲㘴㡥昲㉡㝣㄰㤹㌲㙦㘷换㈰昷搴昸ㄷ挷挸㥡㑥㜰昶㠵愷㌶㐶㤲㠹づ攱㘱㑤挹搸挸㐸戲㉡㤱㉣づ㐳愰㈹㈱摤㘵愸㠸㈳愸㔷昸攸㐸㘸摥ㄴ摣戵摤搳㙤挲昸晦捡愶㐴㌲㈶㜷敡昷㜰摢慢㘲㐷挵㤲㔵㤱挴㥣㘸戰戹㑣㘳㌶㉤搳敡㐳㡤ㄸ扢ㄴ挷㄰愶搶㥣㘲㜳收㠴敡㌴昳㔸ㅤ㙢㡡搷㠶挶㔴晤ㄹ㐶㍦㈹㜳挸〱㔶㔵㡥㝢㔲晢㜸㡦昶㜱攰扥㍢戸挹挷敤㙥昵晢〶捦昸㑡戱扡愹㌲㍣㤳㠳扦㜹㉣换挱㉣ㄸ捤戲慥搵ㄵ挴㌱㥡慡〳㥣晤㘱㤰㙡昶㜵戴㠶敢㡤㘹㑣㐴敡㐲㝥㑢ㅢㅦ㘹散㘴㌵㈷㌴㈵搳㉣挱昹㥤㉤ぢ敥挸㑦㘸〴昱戵挱㜸摤㥦㠱ㄳ㉣ㄸ㈶㤳㄰攵挳扦摦〷戳㤹㈶㉦㙦㉢慦㜹㜰摡扡〰㍢ㅡ攲捣㈱㑢摡挱ㄱ愹つㄱつ挷㐰戴ㄲ昸㜷㈴搴愹敥㈲㙡攳㐳挱㐶㘱愰㍡㔹㔷ㄵ㥡摢㐹㍣㐲㔸戵昱挰㑤㌴搴㌹㕤㤵攱㌳㐶㜸搸㡣㐴㉣摡㤴っ㜵㑡戵㘴ㄳ㌷挲㤳㐳㔱っ㙥㤸ㅢ㉡㑥戵㈶搶㈶㌱散㌲㤵㡦〳〶晦㍣散〰㤱〲㡢㈱㈵ㅣ昹戲散搹搲ㄷ㠲㕢捦敦㘴ㄴ㐴㠶㘵晡㘲愸㕡㜹㈵愷摢㠶收搹つ㜲ぢ㜲㌹ㄴ㉤昷㔱㠳摣㡡㍡摢㠳㔹捤㝤㥢散戶㡡敤㍥づ搸敢ㄸ㤶㍤ㅥ㐶攵昲㔹慢ㄲ㙥㌶㔱㍣〴㤷㡣搴〶愳搱收㑥攱㌱㡤戵搱愶扡搰戸攰㡣㔰搴摥㕢挷攲つ㝦ㄲ扥ち戸晡㥢㕣㘵挱挵ㅡ㑡㌹〶て㈷摡㘳ㄴ㝦昷づづㄷ收散㉦㔴攴㌰㘹㜹〴㌳昱㝦ㅥ㥥改㐷搰㡥扦つ㉥㤶挷搷戰㑢㜳㜵㜱㕦挶㌱㙣愹ㄱ㥥戲戵㌹摣挶挵挶挵㌰晡戶捥搱㌵㍡㘲㜶晤㘹戶㈹愱挸攷昳晤摥慦ㄵ㘰㠵㘹慢㌵昶〵㍢㍢㔳ㅦ捡挳㉢㙥ㄸ㡦㐲捦ㅣ晤收㌸晣㤰㙦㝣搹〱㤶挲戱㠴㝢㉦昳㜰㘱㑡㈴ㄹつ㜵〸㡢㕤摡㐵摣ㅣ㠸㘶晢昰㤴㝡っㄷ慢敡ㄸㅥㄵ㡦搴㐵㈳㡤㈱ㅥ㝡㘰㌴㌸ㅦㄹㅣㄷ㥡㠹㜱换ㄳ㘳㠹〸挷㙣㜵っ㑦㠹〷ㅢㄳ㜳㌸㘰戰戶㜹挷㌴㑤挸㉡って㡦㌴㘲攳㌱㙢戲㕤ㄲ慥慥㡦捤挳㠳戴㑤つ㡤愳㠲㜳ㄲ㝦ち愲慣慦ㄲ㈰㘴㙥㔱昹㉡㍦㕦ㄵ攵ㄷ晤摥敦㈸慣攱㐸挹㤱㐳昹ㄴㄶ㔵㡦愱㤵㘵㕢㈵㑢搶愸㜱㙥慢㥣愷戴〷㐳戵㐳㔹㔳㑦㈱㜳晦㙢㜴挱〶㕡扣ㄳ挴㤸㔱㔳挷晣昶慣挱晦捦㈳扤㠵㡦㈳㜱㤶㙦〱㔹㉢㔲攳㥡㜷㠲㜳㈷㜳㑤㘱ㅦ㔷ㅣ㐳〸愷㤶戹昶昹挳攲挳ㄵㄱ㕦㥣㜴㘷㜳㈴㠶愲ㄶ㘳扢挷㕥ㄷ㈳㜸戱扢敤㘴㉡㍣㠶㙢〸㐶ㄳ㤶慤㌲搶搰㄰攴㥡挵戵戲ㅡ扢散㔰㤱ㅣ㔰㘳㐷㘲㠴㈱㘴昵戳扡㠲昳搱ㄵ㥣㉦㕤昸㈶收戳ち搲㘶慥搸捣㘰㍣㤲慣㙦㠸搴ㄶ㔱攱昳〴㝦㡡㔵ㄲ㙢㔰〱挰戴㈷㔹㉦㜱㜴㥡㌹㕣搸ㅣ攱ち戶晢攰㠴㠱搰㤱㝤慣戸昹昲昵慤㝥攷㐰㜰ㅣ扥ㅡ㍣㥣㌵㜶㠱㈸挴昹ㅣ㍡慣㙤挴㜱摣㠵ㅥ搹〷ㄵ慣㠷㐳搶攱戹敤攱攰ㅦㄷぢ搶㡤挴挳㈵戱㜸㝢敢㔹昳㈲㤰挸㝤㐷扣㤴㈳戲㉢昱搸〲ㅥ㠷㤸㡢〳摤㜸ㄱ㍢慡㌱搸戹㠰㘳戹㝤㈶㕢摣㍡昳ちぢ㍢ㄴ改㙡㡤戱㜳㤵㔹攳㔳㥤捦敡㡦㜱攵晦㝣搲㐰散㐲戹〰㍣㔶㌰扡㜲㘱扢㐱愸㈷愰㜲㜹㌲ㅣ扡搳㘱㔷愲戱〱挶捣敤挱㜳昸㌲〲昲ちㅢ㌸慣扡愸㠱㡢㠳㘳ちㅦ〶㕢㘳㜸㌶㈰昱㜵㈸㝡ㄲ㜶㘳㌷㜸㍤扦㘹搳㄰戴昳搴摦㈱散晡㕣〱慣ㄹ摣ㅤ㍥挶ㅥ㄰敡㐵㜴昲㥣搳户㈷㌵㥣㙦〴昰搷㜱扥愱㌸〴㤶攷ㅣ昶攴㘰捣攴㑢扤っㄳ㡦㤶戹㤳㙡敤挸㑢扤〲㍦ㅥ㝤攱摥ㄵ攷愱〵㉤晢敢㕦扤ち㠵㠷〰收攴昹㈵愵㌸捥㤶㕦㔴㜹摡ㅤ愳㝡ㅤㄶ敥ㅣ㡤扤戹㐸㙦愰挵㥤づ㔷㐲㉥愳戱て㐴慢㉢愱㝡ㄳㄱ㌶㜰㡣戶㠰摢㤷ㄹ㝡㌲敦㘶扤挳㝥㜴搸㥦づㅣ搳㑢㜶㡤〳愰愵〸㜹挷ㄱ收㈰愴ㄷ挳㝡㌳㡣攳㘸㠵㤰〳愹㠱㤰㍥昸敢㈴㠴㘳㙣戳ㄳ昲㈹㍣㜲㈶攴㌳㌸㥢㠴ㅣ挴㜹㘸㠱㥡㈲㠴攳㜷㜳㈱攴ぢ昸㘵㈱攴㑢㤸㠵㤰扥㕣愴慤搰㙣㐲戸㡣㐶〵㐴敢㠴㙣㐳㤸㠶㤰晥捣㌰㠰㜹扦搶㍢ㅣ㑣㠷㐳攸昰つㅣ㠴㤰㠱搰㔲㠴㝣攷〸㜳㄰㌲㠸㘱㠷㌲㡣慢戵㄰㌲㤸ㅡ〸㌹っ㝦㥤㠴㜰㕦㤶㥤㤰㝣㜸攴㑣㐸㍢㌸㥢㠴っ攱㍣戴㐸㌱昳〰㔹昱㌰㍤ㄷ㐲㝣昰换㐲㐸㝢㤸㠵㤰愱㕣愴㈲㘸㌶㈱㕣㐶㘳ㄸ㐴敢㠴昸ㄱ戶ㅥ㌳㤷戱㙢ㅢ捥っ㤵捣摢㐱敦㔰㐵㠷ㄱ㜴㈸㠶㠳㄰㌲ㄲ㕡㡡㤰ㄲ㐷㤸㠳㤰㔱っㅢ捤戰慥㜰㄰㐲挶㔰〳㈱㐷攲慦㤳㄰㡥ㄲ捥㑥㐸㜷㜸攴㑣挸慥㜰㌶〹ㄹ换㜹㐸㈳㘴㌷搸㜲㈱㠴㐳㤱戳㄰戲㈷捣㐲挸㜸㉥㔲〰㥡㑤〸㤷搱㤸〰搱㍡㈱㝢㈱㙣扤㥢㤰㠹捣㌰㠹㜹昷搶㍢㑣愶㐳㌵ㅤ捡攰㈰㠴㑣㠱㤶㈲愴愷㈳捣㐱挸㔴㠶ㅤ捤戰㜲㌸〸㈱搳愰攵㌷挷㜱晦ㄷつ㈷㈳ㅣ㠷㥣㥤㤱㝥昰挸㤹㤱ち㌸㥢㡣ㅣ换㤹㐸㘳愴㍦㙣戹㌰挲挱捥㔹ㄸ㌹〴㘶㘱攴㜸㉥攱㐰㘸㌶㈳㕣㐸㘳㍡㐴敢㡣ㅣ㡡戰昵㙥㐶㑥㘴㠶ㅡ收ㅤ慣㜷㌸㠹づ㐱㍡ㅣ〶〷㘱㘴〶戴ㄴ㈳㐳ㅤ㘱づ㐶㙡ㄹ㔶挷戰搱㜰㄰㐶㐲搴戰㠹㠴昱搷㐹〸〷㍡㘷㈷攴㐸㜸攴㑣挸㔸㌸㥢㠴捣攴㍣愴ㄱ㌲づ戶㕣〸攱㘸敡㉣㠴㑣㠰㔹〸㠹㜰㤱㈶㐲戳〹攱㌲ㅡ戳㈱㕡㈷㘴㌲挲搶扢〹㠹㌲㐳〳昳㔶敢ㅤㅡ改㄰愳挳ㄴ㌸〸㈱㜳愰愵〸㤹收〸㜳㄰㜲㌲挳攲っ㍢〹づ㐲㐸㠲ㅡ〸㤱昷㍣晤㜶㔹㔷〵攱㤰㥤㤰ㄹ昰挸㤹㤰㕡㌸㥢㠴㌴㜱ㅥ搲〸愹㠳㉤ㄷ㐲挲昰换㐲挸㑣㤸㠵㤰㜹㕣愴㝡㘸㌶㈱㕣㐶愳ㄹ愲㜵㐲㘶㈱㙣扤㥢㤰㔳㤸攱㔴收㥤慤㜷㌸㡤づ愷搳㈱ち〷㈱攴っ㘸㈹㐲㘲㡥㌰〷㈱ぢㄸ戶㤰㘱昳攱㈰㠴㉣愲〶㐲ㄶ攳慦㜳ぢ攱㔰敤散㠴㥣〲㡦㥣〹㌹ㄵ捥㈶㈱㑢㌸て㘹㠴㥣〶㕢㉥㠴㜰㍣㜸ㄶ㐲ㄶ挰㉣㠴㉣攳㈲㉤㠴㘶ㄳ挲㘵㌴㤶㐳戴㑥挸㘲㠴慤㜷ㄳ㜲㈶㌳㥣挵扣㑢昴づ㘷搳攱ㅣ㍡㉣㠵㠳㄰㜲㉥戴ㄴ㈱换ㅤ㘱づ㐲捥㘳搸昹っ扢㄰づ㐲挸〵搴㐰挸㠵昸敢㈴㠴㘳挱戳ㄳ㜲㌱㍣㜲㈶攴ㄲ㌸㥢㠴㕣挴㜹㐸㈳攴㔲搸㜲㈱㠴〳捥戳㄰㜲〵捣㐲挸㈵㕣愴ㄵ搰㙣㐲戸㡣挶㘵㄰慤ㄳ戲ㄲ㘱敢摤㠴㕣捥っ㔷㌰敦㉡扤挳ち㍡㕣㐹㠷慢攰㈰㠴慣㠴㤶㈲㘴戵㈳捣㐱挸㉡㠶㕤挵戰㕢攱㈰㠴㕣㑤つ㠴㕣㠳扦㑥㐲㌸搸㍣㍢㈱户挳㈳㘷㐲敥㠰戳㐹挸㙡捥㐳ㅡ㈱㙢㘰换㠵㄰㡥㘸捦㐲挸㕤㌰ぢ㈱搷㜱㤱敥㠶㘶ㄳ挲㘵㌴㙥㠰㘸㥤㤰㝢ㄱ戶摥㑤挸㡤捣㜰ㄳ昳摥愷㜷戸㤹づ户搰㘱㉤ㅣ㠴㤰㕢愱愵〸㜹搰ㄱ收㈰攴㌶㠶摤捥戰ㄶ㌸〸㈱㜷㐰㤳挳慣㌵㘸㌸ㄹ㔹て㡦散㡣㍣〱㡦㥣ㄹ㜹ㄲ捥㈶㈳㜷㜲㈶搲ㄸ搹〰㕢㉥㡣㍣つ扦㉣㡣晣ㅤ㘶㘱攴㉥㉥攱㌳搰㙣㐶戸㤰挶㍤㄰慤㌳昲ㅣ挲搶扢ㄹ戹㤷ㄹ敥㘳摥㡤㝡㠷戵㜴戸㥦づ㥢攰㈰㡣㍣〰㉤挵挸ぢ㡥㌰〷㈳て㌲㙣ㅤ挳摥㠰㠳㌰昲㄰㌵㙣㈲て攳慦㤳㄰㡥㤷捦㑥挸㥢昰挸㤹㤰捤㜰㌶〹㜹㠴昳㤰㐶挸㕢戰攵㐲〸〷攵㘷㈱攴ㅤ㤸㠵㤰㐷戹㐸敦㐲戳〹攱㌲ㅡ㡦㐳戴㑥挸ㄶ㠴慤㜷ㄳ搲挲っ敢㤹昷㝤扤挳ㄳ㜴㜸㤲づㅦ挰㐱〸搹〰㉤㐵挸㐷㡥㌰〷㈱㑦㌱散㘹㠶㙤㠵㠳㄰昲㜷㙡㈰攴ㄹ晣㜵ㄲ挲〱昹搹〹搹〶㡦㥣〹昹ㅡ捥㈶㈱捦㜲ㅥ搲〸昹〶戶㕣〸攱愸晦㉣㠴㝣〷戳㄰戲㤱㡢昴㍤㌴㥢㄰㉥愳昱㍣㐴敢㠴晣㠸戰昵㙥㐲晥挱っ㉦㌰敦㑦㝡㠷ㄷ改昰ㄲㅤ戶挳㐱〸㜹ㄹ㕡㡡㤰㕦ㅤ㘱づ㐲㕥㘱搸慢っ㉢挲搵㕥㈱攴㥦搴㐰挸㙢昸敢㈴㠴㈳晥戳ㄳ攲㠷㐷捥㠴㜴㠰戳㐹挸敢㥣㠷㌴㐲㡡㘱换㠵㄰㍥㔶㤰㠵㤰ㄲ㤸㠵㤰㝦㜱㤱㑡愱搹㠴㜰ㄹ㡤捤㄰慤ㄳ戲㈳挲㌴㠴扣挵っ㙦㌳㙦㘷扤挳扦改昰づㅤ扡挰㐱〸㜹ㄷ㕡㡡㤰㕤ㅣ㘱づ㐲摥㘳搸ㄶ㠶〵攰㈰㠴扣て㑤扥㐴㍥㐰挳挹〸㥦㈹挸捥挸㕥昰挸㤹㤱扤攱㙣㌲昲ㅦ捥㐴ㅡ㈳㘵戰攵挲〸ㅦ㕣挸挲㐸㑦㤸㠵㤱㡦戸㠴晢㐱戳ㄹ攱㐲ㅡ㥦㐰戴捥挸〱〸搳㌰昲㈹㌳㝣挶扣扤昴づ㥦搳攱扦㜴攸つ〷㘱攴ぢ㘸㈹㐶づ㜲㠴㌹ㄸ昹㤲㘱㕢ㄹ㌶㄰づ挲挸㔷搴戰㠹㙣挳㕦㈷㈱㝣㘸㈱㍢㈱㠷挲㈳㘷㐲〶挳搹㈴攴㙢捥㐳ㅡ㈱㠷挱㤶ぢ㈱㝣㌲㈲ぢ㈱㐳㘱ㄶ㐲扥攵㈲ㅤ〱捤㈶㠴换㘸㝣〷搱㍡㈱挳ㄱ愶㈱攴㝢㘶昸㠱㜹㉢昵づ㍦搲攱㈷㍡㔴挱㐱〸搹づ㉤㐵挸㈸㐷㤸㠳㤰㥦ㄹ昶ぢ挳㈶挲㐱〸昹ㄵ㥡㙣㈲㜹昴㜳㥣慣昳戱㠸散㡣㑣㠶㐷捥㡣㔴挳搹㘴㠴㌷改搲ㄹ㤹〲㕢㉥㡣昰搹㡢㉣㡣㑣㠳㔹ㄸ㘹㠷ち敡ㄸ㘸㌶㈳㕣㐸愳㄰扤慤㌳㜲ㅣ挲㌴㡣昸㌸搳敤㤹昷㜸扤㐳ㄱㅤ昸㜶㙡㜵〲ㅣ㌶〰㑢挳て㉤挵㐸㡤㈳っ晤昶扤㤶づ㘸ㅢ挵㄰慡ㅥづ挲㐸㐷㙡搸㐴㍡搱捤㐱〸㥦扢挸㑥挸㉣㜸攴㑣挸㙣㌸㥢㠴㤴㜰ㅥ㕡愴㤸㜵〹㍥ち㕢㉥㠴昰攱㡥㉣㠴挴㘰ㄶ㐲㜶攰㈲捤㠱㘶ㄳ挲㘵㌴㍡㐳戴㑥㐸ㅣ㘱ㅡ㐲扡㌰挳㑥捣㥢搰㍢散㑣㠷㕤攸㤰㠴挳〶㉣㥥搱ㄵ㕡㡡㤰㜹㡥㌰昴摢㠴㜴㐳摢攸づ愱ㄶ挲㐱〸搹㤵ㅡ〸搹㡤㙥づ㐲昸㘰㐷㜶㐲ㄶ挳㈳㘷㐲㤶挰搹㈴㘴㜷捥㐳㡢ㄴ戳〸㔹ち㕢㉥㠴昰改㤱㉣㠴㉣㠷㔹〸搹㤳㡢㜴㈶㌴㥢㄰㉥愳搱〳愲㜵㐲捥㐶㤸㠶㤰扤㤸㘱㙦收㍤㐷敦㔰㐶㠷㝤攸㜰㉥ㅣ㌶㘰昱㡣㝤愱愵〸戹挰ㄱ㠶㝥㥢㤰㥥㘸ㅢ晢㐱愸ㄵ㜰㄰㐲昶愷〶㐲づ愰㥢㠳㄰㍥㌹㤲㥤㤰㤵昰挸㤹㤰㔵㜰㌶〹改挵㜹㘸㤱㘲ㄶ㈱㔷挱㤶ぢ㈱㝣㍣㈵ぢ㈱慢㘱ㄶ㐲づ攴㈲㕤ぢ捤㈶㠴换㘸ㅣ〴搱㍡㈱搷㈳㑣㐳㐸㌹㌳昴㘵摥ㅢ昴づ晤攸㔰㐱㠷ㅢ攱戰〱㡢㘷昴㠷㤶㈲攴ㄶ㐷ㄸ晡㙤㐲〶愰㙤ㅣっ愱敥㠶㠳㄰㜲〸㌵㄰㌲㤰㙥づ㐲昸㘸㑡㜶㐲敥㠵㐷捥㠴摣〷㘷㤳㤰㐱㥣㠷ㄶ㈹㘶ㄱ戲ㄶ戶㕣〸攱昳㉦㔹〸㜹㄰㘶㈱㘴㌰ㄷ㘹ㅤ㌴㥢㄰㉥愳㌱〴愲㜵㐲ㅥ㐶㤸㠶㤰挳㤹㘱㈸昳㍥愲㜷㌸㠲づ挳攸昰㌷㌸㙣挰攲ㄹ挳愱愵〸㜹摣ㄱ㠶㝥㥢㤰㑡戴㡤㉡〸昵っㅣ㠴㤰ㄱ搰攴㕢㝤㈴晤ㅣ㡣昰攱㤷散㡣㍣〷㡦㥣ㄹ搹〸㘷㤳㤱㔱㥣㠹ㄶ㈹㘶㌱戲〹戶㕣ㄸ攱ㄳ㌶㔹ㄸ㜹〱㘶㘱㘴っ㤷昰㐵㘸㌶㈳㕣㐸㘳㉣㐴敢㡣扣㡣㌰つ㈳攳㤸㘱㍣昳扥愲㜷㌸㡡づㄳ攸昰㉡ㅣ㌶㘰昱㡣㠹搰㔲㡣扣敥〸㐳扦捤挸㈴戴㡤挹㄰敡㕤㌸〸㈳搵搴戰㠹㑣愱㥢㠳㄰㍥㕤㤳㥤㤰㉤昰挸㤹㤰昷攱㙣ㄲ㌲㤵昳搰㈲挵㉣㐲㍥㠰㉤ㄷ㐲昸〸㑦ㄶ㐲㍥㠲㔹〸㤹挶㐵晡ㄸ㥡㑤〸㤷搱㌸ㄶ愲㜵㐲㍥㐵㤸㠶㤰攳㤸攱㜸收晤㑣敦㜰〲ㅤ愶搳攱㜳㌸㙣挰攲ㄹ㈷㐲㑢ㄱ昲愵㈳っ晤㌶㈱㌵㘸ㅢ㈷㐱愸敦攱㈰㠴〴愹㠱㤰ㄹ㜴㜳㄰挲挷㜷戲ㄳ昲㈳㍣㜲㈶攴㈷㌸㥢㠴搴㜲ㅥ㕡愴㤸㐵挸㜶搸㜲㈱㠴捦〸㘵㈱攴㔷㤸㠵㤰㄰ㄷ㈹て挷扡㌶㈱㕣㐶㘳㈶㐴敢㠴攴㈳㑣㐳㐸㍤㌳㐴㤸户㥤摥㘱ㄶㅤ㘶搳愱〰づㅢ戰㜸㐶ㄴ㕡㡡㤰昶㡥㌰昴摢㠴㌴愰㙤㌴㐲ㄴ敥〰㠷摣㥥㌶攱㤰戸㔲挷㈳㐰ㅣ㉡㤹搸㈱㍣㠹扦㙤㤱㙣㥥㠰搱攸㐹㜶晤ㄹ挶㈲ㄶ㤸捦〴㘴扥㜳㍡晤攷㍥昰㈰㡤㉣挲昱搳昷挰㤲㘵㘲㤰敥㙢㉤㕢㠲㥥扦敦㤹〱㝦攱㐵㍦晤晡㙢㙥㔵ㄴ慡戴㥦换昷㥣搶搴攴ㄵ戱㈶㐸〲㜵ㅣ㍤扤㈳㥡㔹㠶攴㘶っ㥦㘷愶捥扦㡤㉢攴㔸搱㕥㔱晥〲㤰㙥㐰㘲晡挸摣㌹㔸㍢㔴ㄷ㔴㘳づ攳㘴㙡搶㡣ㄴ敥㠲摥㔶㠷㜵㈲〰捦〵㜱㠰㘷㜵戲㌹㡡㐱戵㙣昲搵㥤㘶㡢㘳ぢ㑤㌳㘶㉦ㄶ㉦挰〳㔰㤹慦敢㑤挵㍥㠰㔴ㅤ扡㘴扣ㅥ㔹挲㘸搹〹㜳㔳㜸㍥挰昵㡣㑦挷㤳㌱㥣㝣〹捣㘲㤷昱㤱摡㜸㉣ㄱぢ㈷〳搵ㄸㄷㅥ攰ぢ戳昱㘶㥢昲㘱㠵攷㈲愳戶㈶ㄷ慣愰㤱㍦㕥㈳ㄴ昹㘷㌷挶收㌵捡摣ㄴ㈶昸摥㜰挱慢㝤㝢㤶攱㜳〳㌲敤つ昰㑡扢㘲㐶㌹㤵㜶戳ㅢ摤敤挶慥㔶愳㘴㌷㌴ㄸ攵ㄳ捦㍦㔰㤴敥㡥捣慣攲㙢挲〲散㔰㌹扣㈶晤㜷㜹㝣㜳搱㕤㡣㙥ㄹ戹㍡ㄹ慦搸昶捤㐳㑦㈷昴㌸㠶㜹㤷敥㘱㘵㌱收挳㘸昴㐰㍥㈳〰愱〲攸攷慥挴慦㤶〱㌷慥敡慣㈵慢慣敡㠱㈶㔷㕢攳㌴挴愸扤搱ㄲ㠸㑥愷〶㈷㍡慡㝤㈰戹㕡愹挵〸㈵㤹攸捣昳㉤㠰㡢㈷㐳㙡㈱摣挸㔲㍡捡晢㌲ㅦ愶搲㥥㜶㘳㍦扢戱扦搵㈸㌹〰㡤戶㐱戹ㄷ㌲戳㡡㐱㤴つ㘲㙡㄰挶搲摥㜶晦㔲㜶昵愴挷扥㄰慡て晡㑤摣㥡戱㈴改戸ㅤ〴㥢攰㜶㈶㘲㔴㕦㘸㠲摢㔹搴㄰ぢ㍤㑦㔵㐰ち㙥㜳ㄱ㙥攳㘶㜰捤收㑡慣㤲㕡㠸晡㌳ㄴ㔳改〰扢㜱戰摤㌸挴㙡㤴っ㐴愳㙤㈰ㅡ㠴捣慣㤲〹搱愱㜶晦㠵㠴㠸敦㘶㌵㝡㐳愸挳搰㙦㐲搴攰㠲㘸〸㙣〲搱愵〴㘵㈸㌴㠱攸㌲㈷㐴挳搰㉢㄰捤搲㐲㔴慦㠵㘸㌸㠲㌸㤵㔶摡㡤㉡扢㌱挲㙡㤴㡣㐴愳㙤㈰ㅡ㠵捣慣㤲〹搱㘸扢晦㉡㐲㔴㐱て㍥慤愱㡥㐴扦〹㔱搰〵搱㔸搸〴愲㙢〹捡㜸㘸〲搱㜵㑥㠸㈶愰㔷㈰㍡㔱ぢ搱〹㕡㠸㈶㈲㠸㔳改㈴扢㌱搹㙥㔴㕢㡤㤲㈹㘸戴つ㐴㔳㤱㤹㔵㌲㈱㍡摡敥扦㤵㄰つ愲挷㐰〸㜵っ晡㑤㠸愶扡㈰㍡ㄶ㌶㠱㘸つ㐱㌹ㅥ㥡㐰㜴愷ㄳ愲改攸ㄵ㠸㈶㍢㈱攲づ㑡㌶戴㠹㕡㠸㑥㐴㄰愷搲ㅡ扢㜱㤲摤〸㕡㡤㤲ㄹ㘸戴つ㐴戵挸捣㉡㤹㄰搵搹晤㙢〹搱㔰㝡ㅣづ愱挲攸㌷㈱ㅡ攳㠲㘸㈶㙣〲搱㍡㠲ㄲ㠱㈶㄰㍤攴㠴㘸㌶㝡〵愲㤱㑥㠸㔲晢愲㉡㉤㐴㔱〴㜱㉡㙤戰ㅢ㡤㜶㈳㘶㌵㑡收愰搱㌶㄰㥤㡣捣慣㤲〹㔱摣敥㙦㈱㐴㝣捦慡㔱〵愱㤲攸㌷㈱ㅡ攲㠲愸〹㌶㠱㘸〳㐱㤹〷㑤㈰㝡捡〹㔱㌳㝡〵愲㐳戵㄰つ搴㐲㜴ち㠲㌸㤵㥥㙡㌷㑥戳ㅢ愷㕢㡤㤲㌳搰㘸ㅢ㠸ㄶ㈰㌳慢㘴㐲戴搰敥摦㐴㠸挶搲攳㐸〸戵ㄸ晤㈶㐴㝤㕤㄰㉤㠱㑤㈰㝡㤱愰㉣㠳㈶㄰扤攴㠴㘸㌹㝡〵愲㍥㕡㠸㝡㙢㈱㍡ㄳ㐱㥣㑡捦戲ㅢ㘷摢㡤㜳慣㐶挹戹㘸戴つ㐴攷㈱㌳慢㘴㐲㜴扥摤晦〶㈱攲摢㔴㡤㠹㄰敡㐲昴㥢㄰敤攳㠲攸㈲搸〴愲户〸捡㈵搰〴愲户㥤㄰㕤㠶㕥㠱㘸㉦㉤㐴〱㉤㐴㤷㈳㠸㔳改ㄵ㜶㘳㠵摤戸搲㙡㤴慣㐴愳㙤㈰㕡㠵捣慣㤲〹搱㔵㜶晦〷㠴㘸ㅡ㍤㡥㠶㔰搷愰摦㠴愸㥢ぢ愲搵戰〹㐴ㅦㄳ㤴敢愰〹㐴㥦㌸㈱扡〱扤〲搱捥㕡㠸扡㘸㈱扡ㄱ㐱㥣㑡㙦戲ㅢ㌷摢㡤㕢慣㐶挹慤㘸戴つ㐴户㈱㌳慢㘴㐲㜴扢摤扦㤵㄰㑤愷〷摦挸慡搶愰摦㠴愸愳ぢ愲㍢㘱ㄳ㠸扥㈱㈸㜷㐱ㄳ㠸扥㜵㐲㜴て㝡〵㈲扦ㄳ愲搴㌷㕡㤱ㄶ愲㝢ㄱ挴愹昴㍥扢戱搶㙥摣㙦㌵㑡ㅥ㐰愳㙤㈰㝡㄰㤹㔹㈵ㄳ愲㜵㜶晦㜶㐲㔴㑢㡦ㄹ㄰敡㘱昴㥢㄰㈹ㄷ㐴㡦挰㈶㄰攵ㄵ挲昳㔱㘸〲ㄱ㝦搴㤲つ攸㜹敡㜱㐸㠱攸㤷ㅦㅤ㐷搷㈹㠸戶愳搷㝤〲搲挲㔰㑣愵敢敤挶ㄳ㜶攳㐹慢㔱戲〱㡤戶㠱攸㈹㘴㘶㤵㑣㠸㥥戶晢㡢戰㠰昲㉢㠲〶摦扢慡㥥㐱扦〹搱户㔸㥡昴ㄳ㤰㘷㘱ㄳ㠸㡡〹捡㐶㘸〲㔱㐷㈷㐴捦愳㔷㈰摡收㠴㈸昵愵扦㔵ぢ搱㍦㄰挴愹昴〵扢昱愲摤㜸挹㙡㤴扣㡣㐶摢㐰昴ち㌲戳㑡㈶㐴慦摡晤㕤〸㔱㡣ㅥ㝣搵慡㝡つ晤㈶㐴㥦戸㈰㝡ㅤ㌶㠱愸㉢㐱昹ㄷ㌴㠱愸㥢ㄳ愲捤攸ㄵ㠸㍥搴㐲昴㠱ㄶ愲户㄰挴愹昴㙤扢昱㙦扢昱㡥搵㈸㜹ㄷ㡤戶㠱攸㍤㘴㘶㤵㑣㠸戶搸晤〱㐲挴昷㥦ㅡ㝣扢慡晡〰晤㈶㐴㙦扢㈰晡て㙣〲㔱ㄹ㐱昹〸㥡㐰戴㡦ㄳ愲㑦搰㉢㄰扤改㠴㈸戵愱扤愱㠵攸㔳〴㜱㉡晤捣㙥㝣㙥㌷晥㙢㌵㑡扥㐰愳㙤㈰晡ㄲ㤹㔹㈵ㄳ愲慤㜶㝦㙦㐲㜴㉡㍤㑥㠱㔰摢搰㙦㐲昴㤲ぢ愲慦㘱ㄳ㠸捡〹捡户搰〴愲扥㑥㠸扥㐳慦㐰昴て㉤㐴㥢戴㄰㝤㡦㈰㑥愵㍦搸㡤ㅦ敤挶㑦㔶愳㘴㍢ㅡ㙤〳搱捦挸捣㉡㤹㄰晤㘲昷て㈴㐴㡢攸戱㄰㐲摥㠱㘴㐲昴㤴ぢ㈲㠵㍤扢㐰㜴ㄸ㐱㤱㈱㈶㡣ㅢ攲㠴愸㄰㍥〲搱ㄳ㕡㠸㕡戴㄰昹㄰挴愹㤴挳㑢愴㔱㘴㌷っ慢㔱挲愱㈴㙤〳㔱〷㘴搶㐱㔴㙣昷㔷ㄱ愲攵㤸㉦㠳慦㑤㔵ㅣ㤵㘲㐲昴㤰ぢ㈲づ㈴ㄱ㠸㐶ㄳ㤴ㅤ愰挹㕡㌴挶〹㔱㘷昴ち㐴て㌸㈱㑡敤慥搷㙡㈱敡㠲㈰㑥愵㍢搹つ㡥敥㤰㥥㕤慣㐶㐹㔷㌴摡〶㈲づ〹搱㐱挴㔱㈲搲㍦㤱㄰昱㕤愶〶摦㤴慡㜶㐳扦〹搱㥤㉥㠸㜶㠷㑤㈰㥡㐲㔰昶㠴㈶㄰㑤㜵㐲搴〳扤〲搱敤㕡㠸㙥搵㐲挴攱ㄷ㥣㑡㌹〴㐳ㅡ㘵㜶㘳ㅦ慢㔱戲㉦ㅡ㙤〳ㄱ〷㘹攸㈰摡捦敥㍦㠱㄰㕤㠲昹㌲㉥㠶㔰ㅣ戹㘱㐲㜴㥤ぢ愲㕥戰〹㐴㈷ㄱㄴㄹㄸ挱戸愰ㄳ㈲づ㡣㄰㠸慥搱㐲㜴㤵ㄶ愲㜲〴㜱㉡敤㙢㌷㌸〲㐲㝡㉡慣㐶㐹㝦㌴摡〶愲〱挸慣㠳㠸㈳㈹愴扦㥥㄰㕤㠹搹㌱㔶㐰愸㠱攸㌷㈱扡捣〵ㄱ㠷㍦〸㐴㔱㠲㈲㐳ㄵㄸ搷攰㠴㘸〸㝣〴愲㡢戵㄰㕤愸㠵㠸㐳ㄴ㌸㤵づ戵ㅢ㐷搸㡤㘱㔶愳㠴㐳ㄲ摡〶㈲づ㘴搰㐱㔴㘵昷㈷〹搱㙡捣㥦㜱つ㠴ㅡ㠹㝥ㄳ愲戳㕣㄰㜱㍣㠲㐰㌴㥦愰㡣㠱㈶ㅢ㕡戳ㄳ愲戱攸ㄵ㠸晥攲㠴㈸昵愵扦㔴ぢ搱㌸〴㜱㉡攵戸〱㘹㜰㤰㠰㌴㌸㔰㠰㔳挹㐴㌴摡〶愲㐹挸慣㠳㠸㠳つ愴㝦㈱㈱扡〹㌳㘱摣〸愱愶愰摦㠴攸㜴ㄷ㐴㔳㘱ㄳ㠸㤶ㄲㄴ戹㥢捦戸㘵㑥㠸㜸㌷㕦㈰㍡挵〹㔱㙡㜷㍤㕦ぢㄱ敦攲㜳㉡攵㥤㝣㘹㥣㘰㌷愶㕢㡤ㄲ摥戵㙦ㅢ㠸㙡㤰㔹〷搱㐹㜶晦戹㠴攸づ捣㤷㜱㍢㠴攲〰〰ㄳ愲㤳㕤㄰昱㥥扤㐰㜴㈱㐱㌱敦慦㈳敥㈲㈷㐴扣扦㉥㄰㌵㙡㈱㡡㙡㈱慡㐷㄰愷搲㠸摤攰㡤㜴改㤹㙤㌵㑡愲㘸戴つ㐴扣晢慥㠳㠸㌷攴愵㝦〵㈱攲摢㐷㡤扢㈱搴ㅣ昴换收戳ち晤昶㔴㝡㌲㝡昱ㅦ㡦搲愱户㘳㍢㌵ㅦ㑡ㄹ昵㡤ㄴ㥢㈸㥥㠷㔰㈷〱㠱捤㜸搹愸敢〷攴㙡㉣㠳敢〷ち㑦㐳㈶愹㜷扤戳摥改攸挵㝦㍣挳㘶搶㕢ち愵㡣㝡㐶扤㘳扤敡ㅤ㘳ㄹ㕣㍦昰㜷㈶㌲戹㤷敦㉣昴攲㍦㔶ㄳ戳摥㠵㔰捡㌴昵㈶㝢搵㥢㘴ㄹ㕣㍦㤰㜷㈹㌲戹敢㕤㠶㕥晣〷昰㘶扤慢愰㤴㘹敡㡤昵慡㜷愴㘵㜰晤挰摣戵挸攴慥㜷ㅤ㝡昱ㅦ捦㜹㤹昵㙥㠵㔲愶愹㔷攵㔵慦搲㌲戸㝥愰㙤つ㌲戹昹攳敤っ晣挷〳㔶㘶扤戵㔰捡㌴昵㠶㜸搵㍢捣㌲戸㝥攰㙣ㅤ㌲戹㤷㡦昷〶昰ㅦ㡦㑤㤹昵㕡愰㤴㘹敡ㅤ散㔵㙦㠰㘵㜰晤㐰搸〶㘴㜲搷攳㠵㜶晣挷㕡㙦搶摢〴愵㑣㔳敦㈰慦㝡㝤㉣㠳敢〷戶㕥㐴㈶㜷扤㤷搰㡢晦㜸ち挹慣昷〶㤴㌲㑤扤晤扣敡昵戴っ慥ㅦ愸㝡ぢ㤹摣昵摥㐶㉦晥攳昱ㅦ戳摥〷㔰捡㌴昵㝡㜸搵ぢ㔸〶搷て㍣㝤㡣㑣敥㝡㥦愰ㄷ晦昱㔰㡦㔹㙦㉢㤴㌲㑤扤敥㕥昵扡㔹〶搷て㈴㝤㠳㑣㔲㉦㙤晦昲㉤㝡昱ㅦて搳㤸昵戶㐳㈹搳搴敢散㔵㙦㐷换攰晡㠱㈱戹挲挷㑣㘹昵㜸愵㑦敡㙤㌵敢昱挲㤸慥㕥戱㔷扤づ㤶挱昵〳㍤挵挸攴挶㤳㤷捤愴摥㜷㘶㍤㕥㘵搲搵㉢昴慡㔷㘰ㄹ㕣㍦㜰搳㔵㕢㡦搷愰愴摥㉦㘶㍤㕥戲搱搵晢攵〷㡦敦㠷㥦㉤㠳敢〷㘲攴㐲㡥ぢ㑦㕥搰㤱㝡㠵ㄸ扣㠲敦愳摥ㅥ昵扥昳慡昷㍦换攰晡㠱ㄵ戹㉡攲慡挷慢㈳㔲慦搸慣㌷搰愳摥㔶慦㝡㕦㕡〶搷て㤴挸㈵〶㔷㍤㕥㙡㤰㝡㥤捤㝡㍣㌳搷攱昹㠹㔷扤㡦㉤㠳敢〷㍥攴㝣㥤昵搲扥摦㜹摥㉥昵扡㥢昵㜸㥡慢慢户挵慢摥㝢㤶挱昵〳ㄹ㜲昲敢慡挷㤳㘰愹搷挳慣挷㜳㐶㕤扤捤㕥昵摥戴っ慥ㅦ㤸㤰㌳㐹㔷㍤㥥㔱㑡扤晤捣㝡㍣〱搳搵㝢搵慢摥㉢㤶挱昵〳つ㔱㘴㜲㙦㝦㍣㍤㤳㝡〷㤹昵㜸㌶愳慢昷扣㔷扤㑤㤶挱昵〳〷昳敤㝡㘹晢ㄷ㥥敢㐸扤㠳捤㝡㍣㌵搰搵㝢摡慢摥㔳㤶挱昵〳〱㜲挲攰挲㤳㈷づ㔲㙦㠸㔹㡦挷搹扡㝡㡦㝢搵㝢捣㌲戸㕥戰㉦㐷摦慥㝡㍣ち㤷㝡㔵㘶扤ㄵㅥ昵搶㜹搵㝢搰㌲㘴扥愰扥搴摥っち㜹㘴㝢㠰昷慢搰捤㌷㘹㘲挴㕥㈸㈱㉦㡣㉤挱㍣ㄶ㠶㌹挶戰㐳㤸〳昹㐲昲㍡㑦㜹〷㜹㔴〶攸ㄵ攳愵㥡昱搹愱昸㌸扣㈲ㄶ慦搲慣㡥㔸㍦ㅢ㍥〶慦㡥攵㉢て敤㤷㌹ㅡ愲㜱㜴愸㉦㍣㈱㡥户㍢戶て㡦㐹攰㐵戴㜵㐵昸愹昹㘴㌲ㄴ㙦晣㌳㡣㜲挵昵搲〲㡣㍤挶㘴扥㙢㔳㍢㕡㤱挳㄰㌳㕦晥攸㜸摢敥㙦㜸搸㙦㕢捥攷扢㌸㝦摦ㄸ㔷ㄹ㕥㥤慦敥〷慦㜲㕢散戳㝥摤㘴ㅣㅦㅥ㠶挰て摤㘲㉤昱㉢㤹㕦㠵㠱㠱攲㉢㈲慦搴摥㙣ㄴ捦㉣挸戹㤵攸㕥㙤愲〹㥥㠹ㄴ捦ㄴㅣ昱㜷㘹攳㈷㝢挷昳挸摦ㄱ扦㐶ㅢ㍦搵㍢㝥㕤㝡晣㙤摡昸㘳扣攳㜹㘴敥愸㝦戳㌶晥㜸敦㜸ㅥ㘹㍢攲㙦搰挶㥦攸ㅤ捦㈳㘷㐷晣戵摡昸愰㜷㍣㡦㠴ㅤ昱㔷㙢攳敢扣攳㜹㘴敢㠸㕦愹㡤㥦改ㅤ扦㈵㍤晥ち㙤晣㉣敦㜸ㅥ㜹㍡敡㕦慡㡤㙦昰㡥攷㤱愴㈳晥㈲㙤晣ㅣ敦㜸ㅥㄹ㍡攲捦搷挶㈷扣攳㜹愴攷㠸㍦㐷ㅢ㍦搷㍢㥥㐷㙥㡥昸㌳戵昱捤摥昱㍣ㄲ㜳挴㉦搳挶㥦收ㅤ捦㈳㉢㐷晣㘲㙤晣〲敦㜸ㅥ㈹㌹攲ㄷ㘸攳ㄷ㝢挷昳挸挷ㄱ㝦㥡㌶㝥㤹㜷㍣㡦㘴ㅣ昱捤摡昸㌳扤攳㜹㘴攲㠸㥦慢㡤㍦挷㍢㥥㐷ㅡ㡥昸㠴㌶晥㝣敦㜸ㅥ㌹㌸攲攷㘸攳㉦昲㡥攷㤱㠰㈳扥㐱ㅢ㝦愹㘷㝣㈱扦㈳㜲晥戲攲ㄱ摥敦㝣戶攱㜲搴㔱晣ㅥ㘱㐱攳ち㙡晣㔶㄰㙤〵㌵敥攳㐵扢㤲ㅡ昷搸愲慤愴挶晤慦㘸慢愸㜱㙦㉡摡㔵搴戸㙦ㄴ敤㙡㙡摣搳㠹㜶つ㌵敥户㐴㕢㑤㡤㝢㈱搱慥愵挶㝤㡡㘸搷㔱攳ㅥ㐲戴敢愹㜱㝢ㄷ敤〶㙡摣㝡㐵扢㤱ㅡ户㐵搱㙥愲挶㉤㑢戴㥢愹㜱㍢ㄱ敤ㄶ㙡㕣敢㐵扢㤵ㅡ搷㘱搱㙥愳挶㌵㔲戴摢愹㜱晤ㄲ敤づ㙡㕣㕢㐴㕢㐳㡤摣㡢㜶㈷㌵㌲㈹摡㕦愹〹愸攰㈴敤㉣㐶〹戸散戵扦攴搱捥㔳〲戲换㔷挰㜶昵ち攸慥㕥〱㥦扤㘹㜹㠵〴㤷慦㤰攱敡ㄵ㔲㕣扤㐲㡥慢㔷㐸㜲昵ち㔹散㑤㥢〷㈱捤搵㉢攴戹㌲〸㠹慥㕥㈱搳㤵㐱㐸㜵昵ち戹慥㕥㈱搹㤵㔷挸㜶昵ち改慥㕥㈱摦搵㉢㉢〱㝢搳㤶㔸㔶〶㤷慦慣ㄴ㤹扤ㅤ晥ㅦ搹敦て㍥"]
[null,null,null,null,null,"Decisioneering:7.0.0.0"]
[null,null,null,null,null,"CB_Block_7.0.0.0:9"]
[null,null,null,null,null,"㜸〱捤㝤〷㝣ㄴ㘵晥㝥摥㤰㉣㤹㈵㤰㈸愰㠸愸ㅢ㠸愲㠲㌱㌴㐵㠱㐳㐸㈸愱㐳㐰㙣ㄸ㤷㘴㐳㔶㌶㔹搸摤㔰㙣㈰攰搹㔰㔱㉣㌴挵摥㍤ㄵㅢ敡㜹〶挵㡥㘷扤戳愰㘷攳捥㝡㡡敤散晡㝦㥥敦捣慣戳㍢敦㙣昶攷摦㝣㍥づ散㌷敦昷晤戶㤹攷㤹㤹㥤昲捥㙣㡥捡挹挹昹〵ㄳ晦㜲捡㘳愳㐷昵攲㜸㈲搴㔸㔶ㄱ㡤㐴㐲戵㠹㜰戴㈹㕥㌶㈲ㄶぢ㉥㥥㄰㡥㈷摡挱挱㔷ㄳ㠶㍤㥥㕦ㄳて㥦ㄴ㉡愸㔹㄰㡡挵攱㤴㥦㤳㔳㔰㘰攴挲扥㠷昵㈹戶ㄵ㠳㔱㐶ㅥ〵扣㜲っㅦ㐵㝢㡡〲ち㠳挲㑦搱㠱愲㤰愲㈳㐵㈷㡡㈲㡡㘲㡡㕤㈸㜶愵攸㑣搱㠵愲㉢挵㙥ㄴ扢㔳㜴愳㘰㝤愳㍢挵㥥㄰㠵㍤㈰慡㉢㐶㑥㥥㝤㈲㤶愶㍡ㄱ㡤㠵晡〶㡥㌴攷㜹搸愱㘵〳捡晡㤵㤷ㅦ㔲㔶摥㌷㔰搱ㅣ㐹㌴挷㐲挳㥡㐲捤㠹㔸㌰搲㌷㌰愵㜹㜶㈴㕣㍢㍥戴㜸㝡㜴㙥愸㘹㔸㘸㜶昹㠰搹挱㠱㠳晢つㅣ㌴愸晥戰挳〶ㄷ敥㠵挴ㄳ㉢㐶㑥㠹㠵敡攳扦㔳捡扤㤹㜲㜲挵挸戲㐹愱挴敦㤴㜲ㅦ愴㥣㔴㌱戲㌲摡ㄸっ㌷晤㍥㌹昳挹攷㠰捡㔰㙤㤸挴㠷㐲戱㜰搳㥣㌲捣㜴ち挸搰づ㉤ㅢつ戴㙢㠳昱㐴㐵㈸ㄲ㤹ㄶ慡㈷攷㠵㡤〴㉣ㄴぢ㌵搵㠶攲㥤ㅡ㐷㉤慡つ㐵㉣㜳扣愰昱挸㘰㙣㔲戰㌱㤴挷㐶㔱愳挹㔹㔵㕤愸㈹ㄱ㑥㉣敥搸㌸㈳ㅥ㥡ㄶ㙣㥡ㄳ愲㑢㝥攳㤸收㜰㕤㕥㥥捡换换㘹搷㕢㌷㌳㐲㑣搹攸㔸㙤㐵㐳㌰㤶㄰㡤㤴昵搳昹㍡搶づ㤹昱㤴搹攲ㅡㄴ㐸㡢㈲㐹搵攱挶昱愱㔸㔳㈸挲㈲愴慥㑦㥡㤳㘰㘲㈲㥦〴挷㕥ㅡ昲愲㍡㔸摢ㅡㄷ㠵㔵㡣〰㐵〹㠴慦㈷㐴昷ㄱ㑤㑤捤挱〸㌶戳扡挰㠴㡡㡡挰㐱㠱㘹㌳づ〹㔴㔴㑦〸昴㌳㝡搱戳ㄴ㐲攵㙤挷㈶散捣挴捤㈸户㈶㤸㕢㌳㍢户愶㌶户愶㉥户㈶㤴㕢㔳㥦㕢㌳㈷户愶㈱户㈶㥣㕢㜳㘲㙥捤㕣昸搸㔳㐱晢昶戹搶㜴挱㐵㌷㡥摢戰昴搱㐹㔷敤昷㤷㠲㔸捥戴挷ㄴ户㕡搹㝣昷㐳挳攸つ攱摢ㅦ㐲㌷㘷㠳㘵捥捡㡤〳攸㜹㈰㠴㔲晦挰㥣㜱敥ㅥ扥戸搷㥡㤶挷㡦ㄸ㜷搱戶つ搵㍦昷㥣㝦㡣攲㝥㐰搲昶愵昳㐱㄰扥㌲〸㕤摡㐳㈵敤㐰攳㘰㝡㤶㐳㈸昵㥣㤵㜶挲搸挸㑦晦㜹昶昲ㄱ愷ㅦ㌴昲摥㈵ㄷ㡣ㅦ愸戸㘷㤱戴晤改㍣〰挲㌷㄰挲㍢㙤㝦㘳㄰㍤て㠱㔰敡㈹㉢敤昳㡦㡦扦㜰昲㐷㤷㡥㕣扦㈹戸慥㍡昱搶摦ㄴ搷㕢㐹㍢㤸捥㠷㐱昸づ㠷昰㑥摢捦ㄸ㐲捦愱㄰㑡㍤㙡愵㍤慢㕢㜹昵慤㥤收㑥扣扣㜰捥㈷てㅦ昵敡慢㡡㝢㍦㐹晢㈷㍡て㠷昰ㅤ〱攱㥤㜶㠰㌱㠲㥥㈳㈱㤴㝡挸㑡晢搲㡢挱慡㤷ㅥ扤㘷摣挳戳捥摢扣攴㠷㈹ㄷ㈹敥㑦㈵㙤㈵㥤㐷㐱昸㐶㐳攸搲づㄲ㙣晢ㅢ㘳攸㌹ㄶ㐲愹晢慣戴㉢㉦㜹愱改㤶昹㡦㡤㕡摤慢敢㤰挲扥攳昶㔶摣㐳㑢摡㜱㜴ㅥて攱㥢〰攱㥤㜶㠰㌱㤱㥥㤳㈰㤴扡搳㑡㝢捤㤵挱ㅢ㐲㘵ぢ挷㕤㜶挹昸㍢㜲㙥㕡扥户攲捡㉡㘹愷搰㜹㉡㠴㙦ㅡ㐴㐹摡慡㕦ㅤ㕣㠰扤㡣㙣〱晤㘴愶〷ㄸ搵っ㤸づ愱搴㉤㔶昶ㄷ㑦搹戲晤敤㘵捦㡤戹㝤昲㤳ぢ收扥㔳昱戹攲㤷㠹㘴㍦㤲捥㌳㈱㝣㐷㐱㘴挸㍥㐰戲昷㌳㡥㘶挰㌱㄰㑡㕤㘷㘵㕦戲㘲攵愵〷㤵慣㥤㝣㘶搷戹捦つ愹摡㘵扢攲户㤴㘴㍦㡥捥戳㈰㝣挷㐳戴㥡㝤愰㔱挳㠰ㄳ㈰㤴摡㘸㘵㝦敦扤㉢换㌶㝥㕤㍦晡摣愶㥢㜲愶昴㌹改㑥挵慦㍦挹㍥㥢捥戵㄰扥㍡㠸っ搹晢换扣て㌲㐲っ愸㠷㔰㙡慤㤵扤晥㠰攷㜶捣扦攱㤵㠹昷晦戹㝤㔹扦㙦㈷晥愰昸扤㉡搹ㅢ攸ㅣ㠶昰㥤〸愱愳搳摣戰晢ㄹ摣㘷ㄸㄱ〸愵㔶㕢㘹㍦搹晤㠲搷㑥㔸㌳㜶摣㥤㍤ㅡ㈷㝤㝢捡慢㜷㈹㝥㔳㑢摡㈶㍡㐷㈱㝣昳㈰㌲捣戴〹㜸㝦㘳㍥〳㘲㄰㑡㥤㘷㘵晦㙥敤敤㙦㉥散ㄹㅡ㝦挷㜵㙢㔶㉦㝢晡戴㤹㡡㠷〰㤲㍤㐱攷㘶〸摦〲㠸っ搹捤㤵㘵㤰戱㤰〱㡢㈰㤴㍡搳捡扥昹㠰㙢㡦摥扤㕤户〹ㄷ㕦昸㜶㘰晤摥㈳换ㄵ㡦㉤㈴晢㐹㜴㍥ㄹ挲㜷ち㠴づㄲ㜳愶换㡤㔳改㜹ㅡ㠴㔲愷摢㤰㍣㜵搳㙢晦摤摡㜳昴晤㈳攲て昵晣昷戰㌷ㄵ㡦㔶㈴敤㔲㍡㥦づ攱㕢〶愱㑢㙢㈲㍤挰㔸㑥捦ㄵ㄰㑡㥤㙣愵㉤㤸昸㥦㝢づ晡戲㜰昲慡晥㘷㥤㝥㘰敥捦て㉡ㅥ晦㐸摡㍦搳昹㑣〸摦㔹㄰扡戴收㉥戴摣㌸㥢㥥攷㐰㈸搵㙣愵㝤㜴搲愰㐷挲㕤㝡㑤扡改搳ㄵ㡢㉦㕦㌲㍡㔷昱㠸㑡搲慥愴昳㜹㄰扥昳㈱㌲㐰㙣㘲㌱挰戸㠰〱慢㈰㤴㡡㕡搹晦㜷昹㡦扢扥扡㕦昷戱㘷ㄷ㝣㝤摥㍤㡦〷摦㔷㍣㔴㤳散ㄷ搱㜹㌵㠴敦㘲〸摤㑣㥢㉢㜳㝦攳ㄲ㝡㕥ち愱㔴搸㑡摢㙤挷挱摦㡦敤晡㐴搵㕦ㅦ晡捦㝥敢昶昹戹㔱昱攰㑦搲慥愱昳㕡〸摦㍡〸㕤摡㠱戲㡤㤴ㅢ敢改戹〱㐲愹㕡㉢敤㑢ㅦ㍦晥㝤愷慥㈷㡤㍡㘷攸㤰㠳て㝣戱敦㙥慡ㅢ捣㤲昶ち㍡㙦㠴昰㕤〹㤱〱ぢ㜳愶晢ㄹ㔷㌱攰㙡〸愵㘶㔹搹㍦捣㡦㍣昸挲愵㐷㡦搹㜴晤收戲㕢㍦㝦敦㌶挵攳㔴挹㝥㉤㥤慦㠳昰㕤て愱㥢㘹ㄳ攲㐱挶つ昴扣ㄱ㐲愹㤹㔶摡挸ㄵ摤㍦㕡摤攳摢慡㜳㘶扤昲摥搰捦㈶㔴愸敥㌰㑢摡㥢改㝣ぢ㠴敦㔶㠸㔶㘷㝡㠰㜱ㅢ〳晥〲愱搴㔴㉢㝢摦て㌷昵㍡慤㘴敢挴攵㥦ㄷ㡤㔹㝢㡥㜱戴攲㈱戵㘴扦㠳捥㜷㐲昸㌶㐱㜸捦㜴㝦攳㉥㝡摥つ愱搴㜸㉢㙤昰㤳〳扥㕦㜵攳摡慡㝢捥㥢㕥㜸摣昲㥦㝢ㄴ摥ぢ昳㔴敢㘰愸㌲ㄶ㕣㠸㝤晤慦挷慡晤换捡昹慦昵㐳㜴ㅣ愱搷て慡㍦戴扥㕦扦扡㐱攵挱〱挱晣〰搲㘶㝢㙣挸敤愹戰㝥㘶戸愹㉥扡㔰づㄶぢ敢㐷㠷㈳㠹㔰㑣㤴愲㝡晣㌱て㜸㐵敦㔸㍦㙡ㄱ㑥ㄳ㙡捤攳捡㉥昵ㄵ愱㔸〲〷搸㠹挵扦ㅥ㙣昶ㄸㄹ㡣㠷㝥㔵晢㔸戹㐷㐶㥢㥢敡攲㝢敡㡤搵㠹㘰㈲搴㍤摤昶㙢ㄲ㔷㔸㌵㡥扥㐳㜱㤹愵扤搳挳㡥っ㐶㥡㐳㈳ㄶ㠵㑤昳㕥㘹㘶ㅣ㠷㐷㘷㝢㕢㐷挷㐲昳㤳㔶搷ㅣ㡤挰㠹攱〲挹敤㕡㑡搳㘴捥㔷愰愲㈱ㅡて㌵挹散昵㘹㥣ㄲ慥㥤ㅢ㡡㔵㠷㜸㕡ㄹ慡㤳㐵敤㑡㤳㜵㌲搰㘷㜲ㄳㄶㄴ㠷昷㜵㍤㥤扤〴㍡搴㔴ㄷ慡挳晣捥〳捡㡢愷〷㘷㐷㐲扢愵戸㤸㌵㘱搸㈳愵㝢㜴戴戶㌹㕥ㄱ㙤㑡挴愲㤱㔴换㠸扡〵㐱㥣㠰搴㑤㡣搶㠵昲㘴捡㌱愵捡㘹搷㑥愹㥣晤㜵㐷昲捣ㅤ攷戱扥㘳㈵攱ㄹ㐵㘶㘷挷㑡㐴㘷敤㌹㐲㌲㌳ㅡ㡥㤵㡣晥〷㘴㥣ㄳ攷㑡㐸敦昲㡣摥㥡㤵㤴㐱摤㔲㌷扣戲㘹攰〷㍣㐴㐲摣㉡㜳㑢扤㔳晥扡㕥戶㌲愷づ㔶㜸ㄵ㠱摥ㄹ㐰㤳戴挹㜵慦㙤㥤㜳㜳㍢㕢㑢㍦㙡〱㑥㌳挷〶㥢敡㈲愱㔸挶㙢㈰㡡㜳㘴摣㐷戱㤹攲㝥㡡〷㈸ㅥ㠴挸慦挴㍥捥ㄳ搱㍣㜸愸㐵㙡㜱晥挲㜰㕤愲挱搷㄰ち捦㘹㐸愰て搷㑥ちち〸户㙢㌲ㅥ㐲㤷昱㌷㡡㠷㈱晣晥ㅣ㕦ぢ晥收昸晣㤸㜲昲㜹慥昸㝦㍦愳捤㐵㤴㈱㈷搰戸扣ㄱ捦㙦挴㜹㝡扣㕤㍢摤㔲㡦つ挶ㅢㄲ摣攰㌲ㅢ㤹㙦ぢ挵㈳㄰㠵㡦㐲㑣ㅣㅢ㡡㘰㜳晤㥤慥㡣攴昷㐲捡㔶捦挱㜹〰户㕢㘳昵攲愶摡㠶㔸戴〹愷捤㤵挱㐴㜰㐴㉤㉥㌴挴㔵搰搷㌸㈱㕡搱㥣昰㌵㡥つ攳㑦㘱攳戴搰扣㔰㌰㔱㠱扤㜱愲㘳攳〴㕣愴㤰摤㘵㔵摤愲晣㐶昳晡㐲㘵㈸㕥㙢昰㐲㐴ㄵ昶㍥㡢㝣㘸㘱㜷㕡搸挸晤㐹㘸㔱㠲愹摢㌷㑥〹攲㐲㐶挲㠰㔳ㅦ㠹㌲㕢㡣散㈸㝤㜶戴摦搲㤰愱㔸㥡㡥㉣ㅤ愴挳捣㤴挳ㄵ〴㕦㤴昸㤲捤戳㘴晡㠶㌲㈳ㄱ㡥挴换㉣㜴换㉡愳戸㑡ㄵ㤲敢㜳㐴摤攷挳㝡攴换挸㔵晡昶捣㉢ㄹ㤳㙢㘷㥢㘹㌱㉢㘳㘲搱收㜹㝢㈳搷敦㤵㠷戹㜲㡣慤㄰ㅢ㍦扦㜹挸扥㤷摦晥㡢昵㜷〹戶ㄴ㤹㝣㡦挱愸㍢㠴戰㉦㜶戴挰㑥㑦晣㤱挹㜸〲㝦晣〶挳㡣ㄶ〸户㉤扦ㄴ摤摡㝤慤挷昵㤸㝣昸ㄷ㌶〲㠸改戱㤰㕣㘰㉡㄰㘵昱扣㔰挷挶㤹搱搸摣搹搱攸㕣慥ㄷ㥤㐴㡢㌷㠴㐲〹㕥戵改㘰㕤愴㘲㕢㈹搵慥㕤捡㠵ㄸ挷攵㥤㝤㤰摦昷っ㐴挷ㄱ㤱㐸挰捥ㄸ昷㙤㐳㔷㍢㝣愷昸㥥㐵愳て慥昲搴㑣っ搵㠵㥢ㅢ㈷㐶㜱愹㌲㔰㝥攸㐱攵㠳づ敡㕦摥慦㝦㘰㥥㕣㡥っ昲㠲㙣搹愲㐸扣㔱昵挷㔲昳攲㑡晤㠸㈱㥦㝣戶㜲挷攴搳扦㍣昷㕦㑢愳昱㥤慡㥦㘵㜰㕤捣搹て㈵〲昸ㄸ捦㔳扣㐰昱㈲挵㑢ㄴ㉦㐳愸㍥〸攵づっ敤搴挹昸㈷㜴攳ㄵ㡡㔷㈱戰敢ㄱ攰捤扤㤰敡㡤㉥敥㠹㡣搷㈹戶㐳㈸㕥〵攲㐶㥢㘳扣〱攱挹晣㥢㌰敡㤸户㉦㈶戵挰㡥昹㐹捥㤰昱ㄶ㍡晣〶挳摣捣㡢㑤ㅤ〸ㅢ搹㌷㠸戶㐱㝣つ㘲慢扡㈳㡤ㄶ慦㍤㉣㠳敢㉡㔵㕦㠴〵ㄸ晦〱挵㠷ㄴㅦ㔱㝣㑣昱〹㠴敡㡣㔰㍤㕥㥦搲攷㌳㡡㥤㄰㘹㜸ㅤ㠴㉥挱敢ぢ㍡㝣〹愱づ㠶㌰昱晡ち㉤㑦扣扥㠶㔱㠷㤷㝤㤵慣〵㜶捣搳慦㜸㝤㠳づ扦挱㌰㌷㕥㘲㔳攵戰改昰捡戵㘰㜱慤㕦捡㌲戸㉥扦昵㐷愶〰㉢攵㈸〸敥扦㡣㕣㡡㜶ㄴ扣戹愰㝥昸搹ぢ㉦ㅦ㝤摡㔳ㄴ㐰愴攱㌵〰㐹㑢㤸搸㑦㠷づ㄰㙡㄰㔴ㄳ慦㐲愸㥥㜸㜵㠴搱ㅢ慦晥㙥㑣㡡㄰攰㌷ㄸ收㘱㔳㠷愰戲づ慦㡦戰㙣摡昵敢㐳换攰扡慥㌸ㄸ㤹〲昸ㄸ摤㔸㙥て㡡敥ㄴ㝢㔲昴㠰㔰敦㜹攲戵㌷㝤昶愱〸㐰愴攱㜵ㄸ㤲㤶㌰㜱㑦㍡昴㠲㔰㐳愰㥡㜸㤵㐲昵挴㙢㕦ㄸ扤昱敡攷挶愴㌷〲晣〶挳㍣㙣㙡㈸㉡敢昰㝡搱ぢ慦ㄷ㉣㠳敢㠲改㥦㤰㈹㠰㡦㔱捥㜲晤㈸晡㔳っ愰ㄸ〸愱㥥昱挴敢㄰晡ㅣ㑡㌱ㄸ㈲つ慦攱㐸㕡挲挴㠷搳㘱〸㠴ㅡ〱搵挴㙢㈸㔴㑦扣㠶挱攸㡤搷〰㌷㈶挳ㄱ攰㌷ㄸ收㘱㔳㈳㔱㔹㠷搷〳㕥㜸摤㙦ㄹ㕣㔷㠲㉢㤱㈹㠰㡦㌱㤶攵慡㈸挶㔱㡣愷㤸〰愱敥昲挴㙢ㄲ㝤㈶㔳㑣㠱㐸挳㙢ㄴ㤲㤶㌰昱㌴㍡㔴㐳愸㌱㔰㑤扣愶㐳昵挴㙢〶㡣㍡扣散㉢搱㉤㐸㤳戲晦㥡㠹〰扦挱㌰㌷㕥㘲㔳㘳ㄱ愲挳敢㙡㉦扣慥戲っ慥㑢摣攳㤰㈹㠰㡦㜱〲换〵㈹㘶㔳搴㔲搴㐱愸昵㥥㜸搵搳㘷づ㐵〳㐴ㅡ㕥攳㤱戴㠴㠹㑦愴挳㕣〸㌵ㄱ慡㠹㔷〴慡㈷㕥㡤㌰㝡攳愵㔹扦愲〸昰ㅢっ㜳攳㈵㌶㌵〹㤵㜵㜸㥤攳㠵搷搹㤶挱㜵敤㝥ち㌲〵昰㌱ㄶ戱摣㘲㡡㤳㈸㑥愶㌸〵㐲㉤昷挴敢㌴晡㉣愱㔸ち㤱㠶搷㔴㈴㉤㘱攲㘵㜴㔸づ愱慡愱㥡㜸慤㠰敡㠹搷ㄹ㌰㘶戸搴㘵摦㍢㘸㐱戶㤴搵散㑣挴昹つ㐶扢㘱ㄳ㥢㥡㡥㄰ㅤ㙣㌱㉦搸收㕢〶搷㑤㠹㈳㤱㈹㠰㡦戱㡡攵㉥愴戸㠸㘲㌵挵挵㄰㙡慥㈷㙣㤷搲攷㌲㡡㌵㄰㘹戰捤㐴搲ㄲ㈶㕥㐷㠷昵㄰敡㘸愸㈶㙣ㅢ愰㝡挲㜶㌹㡣ㄹ㘰㌳慦㍦㙡昶晥ㅢㄱ攷㌷ㄸ敤㠶㑤㙣敡ㄸ捣㠰づ戶㘳扣㘰㍢摡㌲戸敥戶ㅣ㠷㑣〱㝣㡣ㅢ㔹敥㈶㡡㥢㈹㙥愱戸ㄵ㐲㔵㝢挲昶ㄷ晡摣㑥㜱〷㐴ㅡ㙣戳㤰戴㠴㠹㌷搱攱㉥〸㔵〳搵㠴敤㙥愸㥥戰摤〳㘳慢戰つ㜴㐳㜳ㅦ攲晣〶愳㍤㙣敡〴捣㠰づ戶㤱㕥戰㡤戰っ慥摢㐸戳㤱㈹㠰㡦搱挲㜲㕢㈸ㅥ愱㜸㤴㘲㉢㠴ㅡ攲〹摢攳昴㜹㠲攲㐹㠸㌴搸㙡㤱戴㠴㠹㥦愶挳㌳㄰㉡〴搵㠴㙤ㅢ㔴㑦搸㥥㠵㌱〳㙣昶㙤慣ㄶ㘴㑢搹㐸㥦㐳㥣摦㘰戴ㅢ㌶戱㈹摥昴搲挱㜶愰ㄷ㙣〷搸㠶昴晢㘳つ挸ㄴ挰挷㜸㤵攵㕥愳㜸㥤㘲㍢挵ㅢ㄰慡㤷㈷㙣晦愲捦㕢ㄴ㙦㐳愴挱挶㕢㙤㈵㑣晣㉥ㅤ摥㠳㔰㜳愱㥡戰敤㠰敡〹摢扦㘱搴㝤ㄷ搸昷攷㕡㤰㈶〵慦昷ㄱ攰㌷ㄸ收挶㑢㙣㉡㠲㄰ㅤ㕥扢摡戰愴㥦㕢敥㘲ㄹ㕣㌷晥㥡㤰㈹㠰㡦戱㤳攵㍥愷昸㠲攲㑢㡡慦㈰㔴〷㑦扣晥㐷㥦㙦㈸扥㠵㐸挳㉢㡡愴㈵㑣晣㍤ㅤ㝥㠰㔰昳愱㥡㜸晤〸搵ㄳ慦㥦㘰捣戰㥡㤹㍢㌵捤㈹挰㉦㠸昳ㅢ㡣㜶挳㈶㌶ㄵ挳っ攸㘰晢晥㈷㡦㔳㠰敦㉣㠳敢㡥㈶㉦晥〵昰㌱ち㜲㈱㌸㝥捡昰㔳㜴愰㈸㠴㔰㕦㈲㔴㝦㡡搹㠹㍥㐵ㄴㅣ㙡㤵〶㕢㌳㤲㤶㌰昱慥㜴攸っ愱ㄶ㐲㌵㘱敢〲搵ㄳ戶慥㌰㘶㠰捤扥愳摡㠲㙣㈹㙢摢敥㠸昳ㅢ㡣㜶挳㈶㌶戵〸㈱㍡搸摥昵㠲敤ㅤ换攰扡㔵㝢ㄲ㌲〵昰㌱〲㉣㔷㐲搱㤳愲ㄷ㐵㈹㠴摡敥〹摢㝥昴改㑤戱㍦㐴ㅡ㙣㈷㈳愹挰㜶㈰ㅤ晡㐰愸㔳搱㘵挲搶ㄷ慡㈷㙣〷挱愸摢㍡捤搵慣摣㡤挹挱〸昰ㅢっ昳戰愹搳㔰㔹㠷搷搳㕥㜸㍤㘵ㄹ㍥㐹扦〷扤ㄴ㤹〲昸ㄸ㠳㔹敥㌰㡡挳㈹㠶㔰っ㠵㔰㡦㝡攲昵㈷晡っ愷㌸〲㈲つ慦搳㤱㔴昰ㅡ㐹㠷ち〸戵ㅣ㕤㈶㕥㤵㔰㍤昱ㅡ〵愳づ㉦晢ㅥ㜸ぢ搲愴慣㕦㘳㄰攰㌷ㄸ收挶㑢㙣㙡〵㐲㜴㜸㙤昲挲敢㑥换攰扡戹捥㝢敡〱㝣㡣㈹㉣㌷㤵㘲ㅡ㐵㌵挵㜴〸㜵㡢㈷㕥㐷搲㘷㈶挵㔱㄰㘹㜸㥤㠹愴㠲搷㌱㜴㌸ㄶ㐲昱慥扣㠹搷㜱㔰㍤昱㥡〵愳づ㉦晢收㝥ぢ搲愴攰㔵㠳〰扦挱㌰㌷㕥㘲㔳攷㈰㐴㠷搷㍡㉦扣搶㕡〶搷愸㠱㤵挸ㄴ挰挷㘸㘰戹㌰挵㠹ㄴ㜳㈹㈲㄰㙡戵㈷㕥㑤昴㠹㔲捣㠳㐸挳敢㍣㈴ㄵ扣㘲㜴㠸㐳愸ぢ搰㘵攲㤵㠰敡㠹㔷㌳㡣ㄹ㜶㘳收㘶愹㌹㠱㕡㠸㌸扦挱㘸㌷㙣㘲㔳慢㌰〳㍡搸㤶㜹挱㜶扡㘵㜰つ㠷戸〸㤹〲昸ㄸ㑢㔹敥㜴㡡㘵ㄴ换㈹㔶㐰愸㤳㍤㘱晢㌳㝤捥愴㌸ぢ㈲つ戶搵㐸㉡戰㥤㐳㠷㜳㈱搴㈵攸㌲㘱㕢〹搵ㄳ戶昳㘰搴慤㘶昶㜰㡣ㄶ愴㐹㔹捤㉥㐰㠰摦㘰㤸ㅢ㉦戱愹㑢ㄱ愲挳敢㐴㉦扣挲㤶挱㌵捥㘳つ㌲〵昰㌱搶戰摣㕡㡡㜵ㄴ敢㈹㌶㐰愸㕡㑦扣慥愰捦㐶㡡㉢㈱搲昰㕡㡢愴㠲搷搵㜴戸〶㐲慤㐷㤷㠹搷戵㔰㍤昱扡づ㐶ㅤ㕥昶㌸㤳ㄶ愴㐹挱敢〶〴昸つ㠶戹昱ㄲ㥢攲愸ㄴㅤ㕥搳扣昰㥡㙡ㄹ㕣〳㔸慥㐰愶〰㍥挶ㅤ㉣㜷㈷挵㈶㡡扢㈸敥㠶㔰攳㍤昱扡㤷㍥昷㔱㙣㠶㐸挳㙢㈳㤲ち㕥て搰攱㐱〸㜵ㄵ扡㑣扣晥ち搵ㄳ慦㠷㘰捣戰㔹摡〳㘸㕡㤰㉤〵戶㠷ㄱ攷㌷ㄸ敤㠶㑤㙣敡㙡㠴攸㘰㍢摣ぢ戶挳㉣㠳㙢㘴捥戵挸ㄴ挰挷㜸㤲攵㥥愲㜸㥡攲ㄹ㡡㙤㄰㙡㠰㈷㙣㝦愷捦㜳ㄴ捦㐳愴挱㜶ㅤ㤲ち㙣㉦搲攱㈵〸㜵〳扡㑣搸㕥㠶敡〹摢㍦㘰搴慤㘶收㙥㙣㤰ㅢ㤳㔷㄰攰㌷ㄸ收㘱㔳ㅣ㐷愴挳慢愷ㄷ㕥㈵㤶挱㌵攴攸㘶㘴ち攰㘳扣捤㜲敦㔰扣㑢昱ㅥ挵づ〸戵愷㈷㕥晦愱捦晢ㄴㅦ㐰愴攱㜵ぢ㤲ち㕥ㅦ搱攱㘳〸㜵ㅢ扡㑣扣㍥㠱敡㠹搷㝦㘱㙣㜵㌵搳散晤㍦㐳㥣摦㘰戴ㅢ㌶戱㈹づ㤰搲挱收昷㠲捤戰っ慥戱㔴㜷㈰㔳〰ㅦ攳㕢㤶晢㡥攲㝢㡡ㅦ㈸㝥㠴㔰敤㍣㘱晢㤹㍥扦㔰㜰㌸㔶ㅡ㙣ㅣ㤶㈵戰攵挲㘶戴㠳㔰㜷愱换㠴㉤て慡㈷㙣ㅣ摡敦扤㥡㘹捥㤵摡㈳挰㙦㌰捣㡤㤷搸搴摤愸慣挳敢㡢ㅦ㍤捥㤵㍥户っ改㠳挴昲敦㐳愶昴扢攱㌲挴㍥㌹㝣挶㌱㌰愷ㄳ㥣㝤昵㌳㥡挲㠹㜸㠷晡ㄱ捤㠹攸攸㜰愲㌲㥥㈸慣㠷㐰㔳㐲扡换㐸ㄳ㐷㔰㥦晡㈳挳愱㠵搳㜱搳㜷ㅦ户〹㑦ㅦ㔴㌴挷ㄳ㔱戹搱扦户摢㕥ㄹ㥤ㄴ㑤㔴㠶攳昳㈲挱挵愵ㅡ戳㘹㤹搹㄰㙡挲搰愷ㄸ㐶㐰戵收ㄴ㥤㌷㉦㔴愷㤹挷敡㘸㜳慣㌶㔴㔵昹㐷ㄸ㍣愵捣ㄱぢ㔸㔵㌹㙣㑡敤敢㍤㔸挸㠱晢㕥攰㈶ㄷ㜷换搵㙦ㅢ㝢攳㉢挶敡愶㑡昱㐴㄰晥收戰㉣挷挲㘰㌰捣收㔶㔷㄰挷㘰慣づ㜰昶搷㠳㔴戳慦愳㌵摡慦慡㈹ㅥ慥ぢ昹㉤㙤㘲戸愹㤳搵㥣摣㥣㐸戱〴ㄷ㜵戶㉣戸愱㍦戹〹挴搷〶㘳㜵㝦〴㑥戰㘰㤸㑣㐲㤴て晦㝥ㅢ捣㘶㥡㥣㥣㥤扣收挱㘹攷ㄲ散㘸㠸㌳㐷㍣㘹挷㔶㈴㌷㐴㌴ㅣ攳搸㡡攰摦㤱㔰㈷扢ぢ愸㑤っ〵㥢㠴㠱敡㐴㕤㘵㘸㐱㈷昱〸㘱搵挶攳㍥㤱㔰攷㔴㔵㐶摦ㄸ昵㈳㘶挷愳㤱收㐴愸㔳戲㈵㥢戸㔱㍦㉤ㄴ挱搸㠸〵愱挲㘴㙢㑡㙤〲愳㌶㤳昹㌸摥昰㡦挳づ㄰挹戳ㄸ㔲挲㤱㉦挳㥥㉤㜵㈱戸昵晣㐶㐶㐱㘴扤㑣㥦づ㔷敢搶㜲扡㘹㜸㡥摤㈰户㈰㤷㈳搹戲ㅦ㜴挸慤愸戳㍤ㄶ搶摣户挹㙥慢搰敥攳㜸扦㡥昵戲挷挳愰㕥㍥改㔵挴捤㈶㠲㐷昰ㄲ攱摡㘰㈴戲戸㔳㝤㔵㔳㙤愴戹㉥㌴㈱㌸㍢ㄴ戱昷搶搱㔸攳ㅦ㠴慦㍣慥晥㈶㔷ㄹ㜰戱㐶㘲㔶攱搱㐸㝢㠸攳㙦摥挱攱愲㥤晤㠵㡡ㅣ㈶㉤て㘲㈶晥捦愳㍢晤〸摡昵搷戱挹昲昰ㅣ㜶㘹慥㉥敥换㌸〴㉥㌹㐰㔴戶㌶㠷摢㠴攸㠴㈸〶敦搶㌹扡挶㠶捤慥㍦捣㌶㈵ㄴ昹㝣扥摦晡戵〲慣㌰敤戴㠶捥㘰㘷㘷敡挳㜹㜸挵つ攳㈱攸改㠳攷ㅣ㠷ㅦ昲㡤㉦㍢挰㘲㌸ㄶ㜱敦㘵ㅥ㉥㑣て㈷㈲愱づ昵㘲㤷㜶〱㌷〷愲搹扥㝥㝡〳㐶㥢㔵㜶慣ㅦㄳぢ搷㐵挲㑤㈱ㅥ㝡㘰㌰㌹ㅦ㔸㥣㄰㥡㠳㘱捦㔳愲昱㌰㠷㝣㜵慣㥦ㅥぢ㌶挵攷㜱扣㘱敤攲㕤㔳㌴㈱㉢扦㝥㘴戸〹ㅢ㡦㔹㤳敤愲晡敡㠶攸㐲㍣挶摢摣搸㌴㈶㌸㉦晥㠷㈰捡晡㉡〱㐲收ㄶ㤵慢㜲㜳㔵㐱㙥挱㙦晤㡥挲ㅡ㡥㤴ㅣ㜸㤴㑢㘱㔱昵㌷戴㌲㙣慢㘴挹ㅡ㜴捥㙤㤵昳㤴昲㔸慡㜶㈴㙣昲ㄹ㘸敥㝦㡤㉥搸㐰ぢ扢㐲㔴㡤㤹㔱昵敢愳ち晦㍦てㄴ攷㍦㡣挴ㄹ扥〵㘴慤㐸づ㡢敥ち攷㑥收㥡挲㍥慥㌸㠶㄰㑥㉤㝤敤昳搷㡢て㔷㐴㝣㜱搲㥤捤搱ㄸ挹㕡㠸敤ㅥ㝢㕤っ〰挶敥戶㤳愹昰ㄸ慥㌱ㄸ㠹㕢戶㡡㘸㘳㘳㤰㙢ㄶ搷捡㙡散戲㐳〵㜲㐰㡤ㅤ㠹㔱て㈱慢㥦搵ㄵ㕣㠴慥攰㈲改挲㌷㌱ㅦ㜵㤰㌶㜳㐵攷〴㘳攱㐴㐳㘳戸戶㠰ちㅦ㐷昸㐳慣㤲㔸㠳昲〰愶㍤挹㝡㠹愳搳昴搱挶收〰㔹戰㕤㠶ㄳ〶㐲㐷昶戱攲收捡搷户晡㡤攳挸㜱昸㙡昰㜰搶搸ㅤ㈲ㅦ攷㜳攸戰戶ㄱ挷㜱ㄷ㝡㘴ㅦ㤴户〵づㄹ㐷昷戶㠷㠳㝦㐲㌴㔸㌷ㅡ捦愶㐴㘳敤慤㈷摤ぢ㐰㈲昷ㅤ戱㘲づ攸慥挰㔳て㜸㥡㘲〱づ㜴㘳〵散愸挶㔸改㍣づ〵昷㤹㙣㜱敢捣挹捦敦㔰愰慢㔵㘵攷㉡戵㠶户㍡摦ㄴ㔰攵捡晦挹搴挱搸㠵㜲〱㜸慣㘰㜴攳挲敥〱愱ㅥ㠱捡攵㐹㜳攸㑥㠷㍤㠹挶㔶ㄸ搳户〷捦搱捦〸挸挹㙦攴愸散㠲㐶㉥づ㡥㈹㝣ㄸ慢㡤搱摤㠰挴搷愱攰㔱搸㡤ㅥ昰㝡㜶摢戶㘱㘸攷愸㈷㈰散晡㕣〱慣ㄹ摣ぢ㍥挶摥㄰敡㜹㜴昲㥣搳户て㌵㥣㙦〴昰搷㜱扥愱㌸㠲㤶攷ㅣ昶攴㘰捣攴㑢扤〸ㄳ㡦㤶戹㤳㙡敤挸㑢扤〴㍦ㅥ㝤攱㠶ㄶ攷愱〵㉤晢敢㕦扤っ㠵㠷〰收攴昹㈵愵㌸㑣㤷㕦㔴㌹摡ㅤ愳㝡〵ㄶ敥ㅣ㡤㕥㕣愴㔷搱攲㑥㠷㉢㈱㤷搱搸ㄷ愲搵㤵㔰扤㡥〸ㅢ㌸㐶㕢挰敤挷っ扤㤹㜷扢摥㘱㝦㍡ㅣ㐰〷づ〹㈶扢挶㠱搰㤲㠴扣攵〸㜳㄰搲㠷㘱㝤ㄹ挶㘱戸㐲挸㐱搴㐰㐸ㄹ晥㍡〹攱㄰摤捣㠴㝣〴㡦慣〹昹ㄸ捥㈶㈱〷㜳ㅥ㕡愰㈶〹攱昰摦㙣〸昹ㄴ㝥ㄹ〸昹っ㘶㈱愴ㅦㄷ㘹㈷㌴㥢㄰㉥愳㌱〰愲㜵㐲扥㐰㤸㠶㤰㠱捣㌰㠸㜹扦搴㍢ㅣ㐲㠷㐳改昰ㄵㅣ㠴㤰挱搰㤲㠴㝣攳〸㜳㄰㜲ㄸ挳づ㘷ㄸ㔷㙢㈱㘴〸㌵㄰㌲ㄴ㝦㥤㠴㜰㕦㤶㤹㤰㕣㜸㘴㑤㐸㍢㌸㥢㠴っ攳㍣戴㐸㌱昳〰㔹昱㌰㍤ㅢ㐲㝣昰换㐰㐸㝢㤸㠵㤰攱㕣愴〲㘸㌶㈱㕣㐶㘳〴㐴敢㠴昸ㄱ戶〵㌳㤷戶㙢ㅢ挹っㄵ捣摢㐱敦㔰㐹㠷㔱㜴㈸㠴㠳㄰㌲ㅡ㕡㤲㤰㈲㐷㤸㠳㤰㌱っㅢ换戰㙥㜰㄰㐲慡愸㠱㤰㜱昸敢㈴㠴㠳㡣㌳ㄳ搲ㅤㅥ㔹ㄳ戲㈷㥣㑤㐲挶㜳ㅥ㔲〸改〱㕢㌶㠴㜰㈴㜳〶㐲昶㠱㔹〸㤹挸㐵ち㐰戳〹攱㌲ㅡ㤳㈱㕡㈷愴㈷挲戶戸〹㤹挲っ㔳㤹户㤷摥㘱ㅡㅤ慡改㔰ち〷㈱㘴㍡戴㈴㈱扤ㅤ㘱づ㐲㘶㌰散㐸㠶㤵挳㐱〸㤹㈹㐹㜰㑦ㄸ㝦㥤㠴㜰ㄴ㜳㘶㐲晡挳㈳㙢㐲〶挰搹㈴攴㘸捥㐳ち㈱〳㘱换㠶㄰づ㤵捥㐰挸愱㌰ぢ㈱挷㜲㤱〶㐳戳〹攱㌲ㅡ戳㈰㕡㈷攴㜰㠴㙤㜱ㄳ㜲㍣㌳搴㌰敦㄰扤挳〹㜴〸搲㘱㈸ㅣ㠴㤰搹搰㤲㠴っ㜷㠴㌹〸愹㘵㔸ㅤ挳挶挲㐱〸〹㔱挳ㄶ㔲㡦扦㑥㐲㌸㑣㍡㌳㈱攳攰㤱㌵㈱攳攱㙣ㄲ㌲㠷昳㤰㐲挸〴搸戲㈱㠴㘳戱㌳㄰㌲ㄹ㘶㈱㈴捣㐵㥡〲捤㈶㠴换㘸捣㠵㘸㥤㤰㘹〸摢攲㈶㈴挲っ㡤捣㕢慤㜷㘸愲㐳㤴づ搳攱㈰㠴捣㠳㤶㈴㘴愶㈳捣㐱挸㝣㠶挵ㄸ㜶〲ㅣ㠴㤰㌸㌵㄰㈲㉦㤹晡昵慡慥ち挲㈱㌳㈱戳攱㤱㌵㈱戵㜰㌶〹㘹收㍣愴㄰㔲〷㕢㌶㠴搴挳㉦〳㈱㜳㘰ㄶ㐲ㄶ㜲㤱ㅡ愰搹㠴㜰ㄹ㡤挵㄰慤ㄳ㜲㈲挲戶戸〹㌹㠹ㄹ㑥㘶摥戹㝡㠷㔳攸㜰㉡ㅤ㈲㜰㄰㐲㑥㠳㤶㈴㈴敡〸㜳㄰戲㠴㘱㑢ㄹ戶〸づ㐲挸改搴㐰挸㌲晣㜵㙥㈱ㅣ攸㥤㤹㤰㤳攰㤱㌵㈱㈷挳搹㈴㘴㌹攷㈱㠵㤰㔳㘰换㠶㄰㡥㈶捦㐰挸ㄲ㤸㠵㤰㌳戸㐸㑢愱搹㠴㜰ㄹ㡤㌳㈱㕡㈷㘴ㄹ挲戶戸〹㌹㡢ㄹ捥㘶摥攵㝡㠷㜳攸㜰㉥ㅤ㔶挰㐱〸㔹〹㉤㐹挸㤹㡥㌰〷㈱攷㌱散㝣㠶慤㠲㠳㄰㜲〱㌵㄰戲ち㝦㥤㠴㜰〸㜹㘶㐲㉥㠲㐷搶㠴慣㠶戳㐹挸㠵㥣㠷ㄴ㐲㉥㠶㉤ㅢ㐲㌸㑥㍤〳㈱㤷挱㉣㠴慣收㈲慤㠱㘶ㄳ挲㘵㌴㉥㠱㘸㥤㤰㜵〸摢攲㈶攴㔲㘶戸㡣㜹搷敢ㅤ搶搰㘱㉤ㅤ㌶挰㐱〸㔹〷㉤㐹挸㐶㐷㤸㠳㤰昵っ摢挰戰ㅢ攱㈰㠴㕣㑥つ㠴㕣㠱扦㑥㐲㌸㌸㍤㌳㈱㌷挳㈳㙢㐲㙥㠱戳㐹挸㐶捥㐳ち㈱户挲㤶つ㈱ㅣ〱㥦㠱㤰摢㘱ㄶ㐲慥攲㈲摤〱捤㈶㠴换㘸㕣〳搱㍡㈱㥢㄰戶挵㑤挸戵捣㜰ㅤ昳摥愵㜷戸㥥づ㌷搰攱㙥㌸〸㈱㌷㐲㑢ㄲ㜲㥦㈳捣㐱挸㑤っ扢㤹㘱㉤㜰㄰㐲㙥愱〶㐲㙥挵㕦㈷㈱㕢攰㤰㤹㤰㐷攰㤱㌵㈱㡦挲搹㈴攴㌶捥㐳ち㈱㕢㘱换㠶㤰挷攱㤷㠱㤰㈷㘰ㄶ㐲㙥攷㈲㍤〹捤㈶㠴换㘸摣〹搱㍡㈱㑦㈳㙣㡢㥢㤰㑤捣㜰ㄷ昳㍥愳㜷戸㥢づ昷搰㘱ㅢㅣ㠴㤰㝢愱㈵〹㜹捥ㄱ收㈰攴㍥㠶㙤㘶搸慢㜰㄰㐲敥愷〶㐲ㅥ挰㕦㈷㈱ㅣ㔰㥦㤹㤰搷攱㤱㌵㈱摢攱㙣ㄲ昲㈰攷㈱㠵㤰㌷㘰换㠶㄰㡥摡捦㐰挸㕢㌰ぢ㈱て㜱㤱摥㠶㘶ㄳ挲㘵㌴ㅥ㠶㘸㥤㤰㜷ㄱ戶挵㑤㐸ぢ㌳㙣㘱摥昷昴づ㡦搰攱㔱㍡散㠰㠳㄰戲ㄵ㕡㤲㤰昷ㅤ㘱づ㐲ㅥ㘳搸攳っ摢〹〷㈱攴〹㙡㈰攴㐹晣㜵ㄲ挲ㄱ晢㤹〹昹〲ㅥ㔹ㄳ昲㈵㥣㑤㐲㥥攲㍣愴㄰昲ㄵ㙣搹㄰挲挷〲㌲㄰昲つ捣㐲挸㌳㕣愴㙦愱搹㠴㜰ㄹ㡤㘷㈱㕡㈷攴㝢㠴㙤㜱ㄳ昲㜷㘶㜸㡥㜹㝦搰㍢㍣㑦㠷ㄷ攸昰㈳ㅣ㠴㤰ㄷ愱㈵〹昹挵ㄱ收㈰攴㈵㠶扤捣戰〲㕣敢ㄵ㐲晥㐱つ㠴晣ㄳ㝦㥤㠴昰㔹㠰捣㠴昸攱㤱㌵㈱ㅤ攰㙣ㄲ昲ち攷㈱㠵㤰㐲搸戲㈱㠴てㅣ㘴㈰愴〸㘶㈱攴㌵㉥㔲㌱㌴㥢㄰㉥愳戱ㅤ愲㜵㐲㜶㐵㤸㠶㤰㌷㤸攱㑤收敤慣㜷昸ㄷㅤ摥愲㐳ㄷ㌸〸㈱㙦㐳㑢ㄲ戲扢㈳捣㐱挸㍢っ㝢㤷㘱〱㌸〸㈱敦㔱〳㈱㍢昰搷㐹〸㥦㌲挸㑣㐸㑦㜸㘴㑤㐸㉦㌸㥢㠴晣㥢昳㤰㐲㐸㈹㙣搹㄰挲㐷ㄹ㌲㄰搲ㅢ㘶㈱攴㝤㉥搲晥搰㙣㐲戸㡣挶㠷㄰慤ㄳ㜲㈰挲㌴㠴㝣挴っㅦ㌳㙦ㅦ扤挳㈷㜴昸㉦ㅤ晡挲㐱〸昹ㄴ㕡㤲㤰㠳ㅤ㘱づ㐲㍥㘳搸㑥㠶つ㠶㠳㄰昲㌹㌵㄰昲〵晥㍡〹攱㘳っ㤹〹㌹ㅣㅥ㔹ㄳ㌲〴捥㈶㈱㕦㜲ㅥ㔲〸ㄹち㕢㌶㠴昰㔹㠹っ㠴っ㠷㔹〸昹㥡㡢㜴〴㌴㥢㄰㉥愳昱つ㐴敢㠴㡣㐴㤸㠶㤰㙦㤹攱㍢收慤搰㍢㝣㑦㠷ㅦ攸㔰〹〷㈱攴㐷㘸㐹㐲挶㌸挲ㅣ㠴晣挴戰㥦ㄹ㌶〵づ㐲挸㉦搴㐰㐸づ摤ㅣ㘷敡㝣㑥㈲㌳㈱搳攰㤱㌵㈱搵㜰㌶〹攱つ扡㔴㐲愶挳㤶つ㈱㝣ㄸ㈳〳㈱㌳㘱ㄶ㐲摡愱㠲㍡ち㥡㑤〸㤷搱挸㐷㙦敢㠴ㅣ㠳㌰つ㈱㍥捥㜴㝢收㍤㔶敦㔰㐰〷扥ㄷ㕢ㅤ〷㠷慤挰搲昰㐳㑢ㄲ㔲攳〸㐳扦㝤㥦愵〳摡㐶㈱㠴㙡㠰㠳㄰搲㤱ㅡ〸改㐴㌷〷㈱㝣㄰㈳㌳㈱㈷挲㈳㙢㐲收挲搹㈴愴㠸昳搰㈲挵慣换敦ㄱ搸戲㈱㠴㑦㝢㘴㈰㈴ち戳㄰戲ぢㄷ㘹ㅥ㌴㥢㄰㉥愳搱ㄹ愲㜵㐲㘲〸搳㄰搲㠵ㄹ扡㌲㙦㕣敦戰ㅢㅤ㜶愷㐳〲づ㕢戱㜸㐶㌷㘸㐹㐲ㄶ㍡挲搰㙦ㄳ戲〷摡㐶㜷〸戵ㄴづ㐲挸㥥搴㐰㐸て扡㌹〸攱㈳ㅥ㤹〹㔹〶㡦慣〹㔹づ㘷㤳㤰扤㌸て㉤㔲捣㈲㘴〵㙣搹㄰挲攷㐸㌲㄰㜲㈶捣㐲挸㍥㕣愴戳愰搹㠴㜰ㄹ㡤ㄲ㠸搶〹㌹〷㘱ㅡ㐲㝡㌲㐳㉦收㍤㔷敦㔰㑡㠷㝤改戰ㄲづ㕢戱㜸挶㝥搰㤲㠴㕣攰〸㐳扦㑤㐸㙦戴㡤晤㈱搴ㅡ㌸〸㈱〷㔰〳㈱〷搲捤㐱〸㥦㈱挹㑣挸㍡㜸㘴㑤挸㝡㌸㥢㠴昴攱㍣戴㐸㌱㡢㤰つ戰㘵㐳〸ㅦ㔴挹㐰挸㐶㤸㠵㤰㠳戸㐸㔷㐲戳〹攱㌲ㅡ〷㐳戴㑥挸搵〸搳㄰㔲捥っ晤㤸昷ㅡ扤㐳㝦㍡っ愰挳戵㜰搸㡡挵㌳〶㐲㑢ㄲ㜲㠳㈳っ晤㌶㈱㠳搰㌶づ㠱㔰㜷挰㐱〸㌹㤴ㅡ〸ㄹ㑣㌷〷㈱㝣㐸㈵㌳㈱㥢攰㤱㌵㈱㜷挱搹㈴攴㌰捥㐳㡢ㄴ戳〸戹ㅢ戶㙣〸攱㤳㌰ㄹ〸戹て㘶㈱㘴〸ㄷ㘹㌳㌴㥢㄰㉥愳㌱っ愲㜵㐲ㅥ㐰㤸㠶㤰㍦㌱挳㜰收㝤㔰敦㜰〴ㅤ㐶搰攱慦㜰搸㡡挵㌳㐶㐲㑢ㄲ昲戰㈳っ晤㌶㈱ㄵ㘸ㅢ㤵㄰敡㐹㌸〸㈱愳愸㠱㤰搱㜴㜳㄰挲挷㕦㌲ㄳ昲㌴㍣戲㈶攴ㄹ㌸㥢㠴㡣攱㍣戴㐸㌱㡢㤰㙤戰㘵㐳〸㥦戱挹㐰挸㜳㌰ぢ㈱㔵㕣愴攷愱搹㠴㜰ㄹ㡤昱㄰慤ㄳ昲㈲挲㌴㠴㑣㘰㠶㠹捣晢㤲摥㘱ㄲㅤ㈶搳攱㘵㌸㙣挵攲ㄹ㔳愰㈵〹㜹挵ㄱ㠶㝥㥢㤰愹㘸ㅢ搳㈰搴摢㜰㄰㐲慡愹㠱㤰改㜴㜳㄰挲攷㙢㌲ㄳ昲㉥㍣戲㈶攴㍤㌸㥢㠴捣攰㍣戴㐸㌱㡢㤰ㅤ戰㘵㐳〸ㅦ攲挹㐰挸晢㌰ぢ㈱㌳戹㐸ㅦ㐰戳〹攱㌲ㅡ㐷㐳戴㑥挸㐷〸搳㄰㜲っ㌳ㅣ换扣ㅦ敢ㅤ㡥愳挳㉣㍡㝣〲㠷慤㔸㍣攳㜸㘸㐹㐲㍥㜳㠴愱摦㈶愴〶㙤攳〴〸昵㉤ㅣ㠴㤰㈰㌵㄰㌲㥢㙥づ㐲昸攴㑥㘶㐲扥㠷㐷搶㠴晣〰㘷㤳㤰㕡捥㐳㡢ㄴ戳〸昹ㄱ戶㙣〸攱攳㐱ㄹ〸昹〵㘶㈱㈴挴㐵捡挱愱慥㑤〸㤷搱㤸〳搱㍡㈱戹〸搳㄰搲挰っ㘱收㙤愷㜷㌸㤱づ㜳改㤰〷㠷慤㔸㍣㈳〲㉤㐹㐸㝢㐷ㄸ晡㙤㐲ㅡ搱㌶㥡㈰昲㜷㠱㐳㜶て㥡㜰㌴㕣戱攳改ㅦ㡥㤲㡣敦㔲㍦㤵㍦慡㤱㔸㍣ㄹ〳搱ㄳ散晡㈳っ㐳捣㌳ㅦ〷㐸㝦㕢㜵敡敦㡣攰ㄹㅡ㔹㠴㘳㘷敤㡤㈵㑢挷㈰搵搷㕡戶㌸㍤㝦摢攳〲晥晣ぢ㝦昸攵㤷散慡㈸㔴㘹扦㠰㙦㐸慤愹挹㈹㘰㑤㤰〴敡㌸㜰㝡㔷㌴㌳㡣挶㑤ㅢ㌹捦㑣㥤㝦ㅤ㔲挸㘱愲㝤㈲晣改㈱摤㔸挴搴㐱戹昳戰㜶愸㉥愸挶ㅣ挶㝣㙡搶㡣攴敦㡥摥㔶㐷㜴㈲〰㡦〴㜱㙣㘷㜵㘲㜱〴攳㘹搹攴㑢㍦捤ㄶ㠷ㄵ㥡㘶捣㕥㌴㤶㠷㘷㥦搲㕦昴㥢㡣扤ㄷ愹㍡㜴㐹㝢戱戲㠴搱搲ㄵ㜳㤳㝦㍥挰昵㡣㑦挵㤳㌱㥣㝣㜱捣㘲㤷㠹攱摡㔸㌴ㅥ慤㑦〴慡㌱㈴㍣挰㔷㙤攳扤㌷攵㈳昲㔷㈲愳戶㈶ㄷ㉣慦㠹扦㥡㈳ㄴ昹攷㌶㐵ㄷ㌶挹摣攴挷昹挶㜱挱慢㝤㝢㤶攱㈳〳㌲昵〲㜸挵摤㌰愳㥣㡡昷戰ㅢ摤敤挶㥥㔶愳愸〷ㅡ㡣昲㠹攷敦㈸㡡昷㐲㘶㔶昱㌵㘳〱㜶愹ㄸ㔹㤳晡㠳㐰扥〵攸㉥㐴户っ㕡㥤㠶㤷㜳晢ㄶ愲愷ㄳ㝡ㅣ㈳扣㡢昷戶戲ㄸ㡢㘰㌴㑡㤰捦〸㐰愸〰晡戹㉢昱慢㌳㠰ㅢ㔷㜵搶㤲㔵㔶㤵愰挹搵搶㌸〵㌱慡ㄷ㕡〲搱愹搴攰㐴㐷戵㉦㈴㔷㉢戵っ愱㈴ㄳ㥤㌹扥㈵㜰昱㘴㐸㉤㠵ㅢ㔹㑡㐵㜹㍦收挳㔴摣摢㙥散㙦㌷づ戰ㅡ㐵〷愲搱㌶㈸昷㐱㘶㔶㌱㠸戲㐱㑣つ挲㔸摣搷敥㕦挱慥摥昴搸て㐲㤵愱摦挴㙤㌱㤶㈴ㄵ户㠳㘱ㄳ摣捥㐲㡣敡〷㑤㜰㍢㥢ㅡ㘲愱攷愸〱㤰㠲摢〲㠴摢戸ㄹ挴㡤㉢戱㑡㘸㈱ㅡ挸㔰㑣挵㠳散挶㈱㜶攳㔰慢㔱㌴ㄸ㡤戶㠱攸㌰㘴㘶㤵㜴㠸づ户晢㔷ㄱ㈲扥搵搵攸ぢ愱㠶愲摦㠴愸搱〵搱㌰搸〴愲㡢〹捡㜰㘸〲搱㈵㑥㠸㐶愰㔷㈰㍡㔱ぢ㔱㠳ㄶ愲㤱〸攲㔴㕣㘱㌷㉡敤挶㈸慢㔱㌴ㅡ㡤戶㠱㘸っ㌲戳㑡㍡㐴㘳敤晥つ㠴㘸〰㍤昸愰㠶ㅡ㠷㝥ㄳ愲愰ぢ愲昱戰〹㐴㔷ㄲ㤴㠹搰〴愲慢㥣㄰㑤㐶慦㐰㜴扣ㄶ愲攳戴㄰㑤㐱㄰愷攲愹㜶㘳㥡摤愸戶ㅡ㐵搳搱㘸ㅢ㠸㘶㈰㌳慢愴㐳㜴愴摤㝦㈳㈱㍡㡣ㅥ㠳㈱搴㔱攸㌷㈱㥡攱㠲攸㘸搸〴愲㕢〹捡戱搰〴愲摢㥣㄰捤㐲慦㐰㌴㑤ぢ搱ㄴ㉤㐴挷㈳㠸㔳㜱㡤摤㌸挱㙥〴慤㐶搱㙣㌴摡〶愲㕡㘴㘶㤵㜴㠸敡散晥扢〹搱㜰㝡晣〹㐲搵愳摦㠴愸捡〵搱ㅣ搸〴愲捤〴㈵っ㑤㈰扡摦〹搱㕣昴ち㐴愳㥤㄰昱㕢㔶昶㐵㤵㕡㠸㈲〸攲㔴摣㘸㌷㥡散㐶搴㙡ㄴ捤㐳愳㙤㈰㥡㡦捣慣㤲づ㔱捣敥㙦㈱㐴㝣㐳慢㔱〹愱ㄲ攸㌷㈱ㅡ收㠲愸ㄹ㌶㠱㘸㉢㐱㔹〸㑤㈰㝡㡣ㅡ㘲愱攷愸挵㤰〲搱攱㕡㠸〶㙢㈱㍡㠹愱㤸㡡㑦戶ㅢ愷搸㡤㔳慤㐶搱㘹㘸戴つ㐴㑢㤰㤹㔵搲㈱㕡㙡昷㙦㈳㐴攳改㌱づ㐲㉤㐳扦〹㔱㍦ㄷ㐴换㘱ㄳ㠸㥥㈷㈸㘷㐰ㄳ㠸㕥㜰㐲㜴㈶㝡〵愲㌲㈷㐴挹㙦戴扥㕡㠸捥㐲㄰愷攲戳敤挶㌹㜶攳㕣慢㔱戴ㄲ㡤戶㠱攸㍣㘴㘶㤵㜴㠸捥户晢㕦㈵㐴㝣て慢㌱〵㐲慤㐲扦〹搱扥㉥㠸㉥㠴㑤㈰㝡㠳愰慣㠶㈶㄰扤改㠴攸ㄲ昴ち㐴㍤戵㄰〵戴㄰㕤㡡㈰㑥挵㤷搹㡤㌵㜶㘳慤搵㈸㕡㠷㐶摢㐰戴ㅥ㤹㔹㈵ㅤ愲つ㜶晦づ㐲㌴㤳ㅥ㐷㐲愸㉢搰㙦㐲戴㠷ぢ愲㡤戰〹㐴ㅦ㄰㤴慢愰〹㐴ㅦ㍡㈱扡〶扤〲搱㙥㕡㠸扡㘸㈱扡ㄶ㐱㥣㡡慦戳ㅢ搷摢㡤ㅢ慣㐶搱㡤㘸戴つ㐴㌷㈱㌳慢愴㐳㜴戳摤扦㤳㄰捤愲〷摦摥慡㙥㐵扦〹㔱㐷ㄷ㐴户挱㈶㄰㝤㐵㔰㙥㠷㈶㄰㝤敤㠴攸㑥昴ち㐴㝥㉤㐴〵㕡㠸㌶㈱㠸㔳昱㕤㜶攳㙥扢㜱㡦搵㈸扡ㄷ㡤戶㠱攸㍥㘴㘶㤵㜴㠸㌶摢晤㍦ㄲ愲㕡㝡捣㠶㔰て愰摦㠴㐸戹㈰㝡㄰㌶㠱㈸㈷ㅦ㥥て㐱ㄳ㠸昸㙢㥡㙣㐰捦㔱て㐳ち㐴㍦㝦慦㍢扡晥ㄱ扤敥ㄳ㤰ㄶ㠶㘲㉡摥㘲㌷ㅥ戱ㅢ㡦㕡㡤愲慤㘸戴つ㐴㡦㈱㌳慢愴㐳昴戸摤㕦㠰〵㤴㥦㈸㌴昸㔶㔶昵㈴晡㑤㠸扥挶搲愴㥥㠰㍣〵㥢㐰㔴㐸㔰㥥㠱㈶㄰㜵㜴㐲昴㉣㝡〵愲㉦戴㄰敤搴㐲昴㜷〴㜱㉡㝥捥㙥㍣㙦㌷㕥戰ㅡ㐵㉦愲搱㌶㄰扤㠴捣慣㤲づ搱换㜶㝦ㄷ㐲ㄴ愵〷㕦挴慡晥㠹㝥ㄳ愲て㕤㄰扤〲㥢㐰搴㡤愰扣〶㑤㈰摡挳〹搱㜶昴ち㐴晦搱㐲戴㐳ぢ搱ㅢ〸攲㔴晣愶摤昸㤷摤㜸换㙡ㄴ扤㡤㐶摢㐰昴づ㌲戳㑡㍡㐴敦摡晤〱㐲挴搷愲ㅡ㝣改慡摡㠱㝥ㄳ愲㌷㕤㄰晤ㅢ㌶㠱愸㤴愰扣て㑤㈰摡搷〹搱㠷攸ㄵ㠸㕥㜷㐲㤴㍣㜴㝣㔵ぢ搱㐷〸攲㔴晣戱摤昸挴㙥晣搷㙡ㄴ㝤㡡㐶摢㐰昴ㄹ㌲戳㑡㍡㐴㍢敤晥扥㠴攸㘴㝡㥣〴愱扥㐰扦〹搱ぢ㉥㠸扥㠴㑤㈰㉡㈷㈸㕦㐳ㄳ㠸晡㌹㈱晡〶扤〲搱摦㥤㄰㈵㡦㡢戶㘹㈱晡ㄶ㐱㥣㡡扦戳ㅢ摦摢㡤ㅦ慣㐶搱㡦㘸戴つ㐴㍦㈱㌳慢愴㐳昴戳摤㍦㤸㄰㥤㑥㡦愵㄰昲晡㈳ㄳ愲挷㕣㄰㈹散搹〵愲愱〴㐵㐶㤸㌰㙥㤸ㄳ愲㝣昸〸㐴㡦㘸㈱㙡搱㐲攴㐳㄰愷㘲㡥㉥㤱㐶㠱摤㌰慣㐶ㄱ㐷㤲戴つ㐴ㅤ㤰㔹〷㔱愱摤㕦㐹㠸捥挴㝣ㄹ㝣㡤慡攲愰ㄴㄳ愲晢㕤㄰㜱ㅣ㠹㐰㌴㤶愰散〲㑤搶愲㉡㈷㐴㥤搱㉢㄰摤慢㠵攸㙥㉤㐴㕤㄰挴愹戸慢摤攰攰づ改搹摤㙡ㄴ㜵㐳愳㙤㈰攲㠸㄰ㅤ㐴ㅣ㈴㈲晤㔳〸ㄱ摦㙤㙡昰捤愹慡〷晡㑤㠸㙥㜳㐱戴ㄷ㙣〲搱㜴㠲戲て㌴㠱㘸㠶ㄳ愲ㄲ昴ち㐴㌷㍢㈱㑡敥㡢㙥搴㐲挴搱ㄷ㥣㡡㌹〲㐳ㅡ愵㜶㘳㕦慢㔱戴ㅦㅡ㙤〳ㄱ挷㘸攸㈰摡摦敥㍦㡥㄰慤挶㝣ㄹㄷ㐱㈸づ摣㌰㈱扡捡〵㔱ㅦ搸〴愲ㄳ〸㡡㡣㡢㘰㕣搰〹ㄱ挷㐵〸㐴㔷㘸㈱摡愰㠵愸ㅣ㐱㥣㡡晢搹つづ㠰㤰㥥〱㔶愳㘸㈰ㅡ㙤〳搱㈰㘴搶㐱挴㠱ㄴ搲摦㐰㠸搶㘲㜶㡣㌵㄰㙡㌰晡㑤㠸㉥㜱㐱挴搱て〲㔱㠴愰挸㐸〵挶㌵㍡㈱ㅡ〶ㅦ㠱攸㈲㈷㐴挹摤昵㉡㉤㐴ㅣ愱挰愹㜸戸摤㌸挲㙥㡣戰ㅡ㐵ㅣ㤱搰㌶㄰㜱ㅣ㠳づ愲㑡扢㍦㐱㠸㌶㘲晥㡣㉢㈰搴㘸昴㥢㄰㥤敤㠲㠸攳ㄱ〴愲㐵〴愵ち㥡㙣㘸㡢㥤㄰㡤㐷慦㐰昴㘷㈷㐴挹つ㙤㠵ㄶ愲〹〸攲㔴捣㜱〳搲攰㈰〱㘹㜰愰〰愷愲㈹㘸戴つ㐴㔳㤱㔹〷ㄱ〷ㅢ㐸晦㔲㐲㜴ㅤ㘶挲戸ㄶ㐲㑤㐷扦〹搱愹㉥㠸㘶挰㈶㄰慤㈰㈸㜲㌷㥦㜱㘷㌸㈱攲摤㝣㠱攸㈴㈷㐴挹戵㘸㤱ㄶ㈲摥挵攷㔴捣㍢昹搲㌸捥㙥捣戲ㅡ㐵扣㙢摦㌶㄰搵㈰戳づ愲ㄳ散晥㤵㠴攸ㄶ捣㤷㜱㌳㠴攲〰〰ㄳ愲昹㉥㠸㜸捦㕥㈰㕡㐵㔰捣晢敢㠸扢搰〹ㄱ敦慦ぢ㐴㑤㑥㠸㤲㙢㔱㐴ぢ㔱〳㠲㌸ㄵ㠷敤〶㙦愴㑢捦㕣慢㔱ㄴ㐱愳㙤㈰攲摤㜷ㅤ㐴扣㈱㉦晤㙢〸ㄱ㕦㍣㙡摣〱愱收愱㕦㌶㥦昵攸户愷攲昹攸挵㝦㍣㐶㠷摥㡥敤搴㈲㈸愵搴㥦愱搸㐶昱㉣㠴㍡〱〸㙣挷敢㝦㕤㍦㍤㔷㘳ㄹ㕣㍦㙤㜸ち㌲㐹扤慢㥤昵㑥㐵㉦晥攳昹㌵戳摥ち㈸愵搴搳敡ㅤ敤㔵敦㈸换攰晡㘹挰戳㤰挹㕤敦㙣昴攲㍦㔶ㄳ戳摥㉡㈸愵㥡㝡搳扣敡㑤戵っ慥㥦搶扢ㄸ㤹摣昵㉥㐱㉦晥〳㜸戳摥〶㈸愵㥡㝡攳扤敡㡤戳っ慥㥦愶扢ㄲ㤹摣昵慥㐲㉦晥攳㈱㉦戳摥㡤㔰㑡㌵昵㉡扤敡㔵㔸〶搷㑦扢摤㡡㑣敥㝡扣㥤㠱晦㜸扡捡慣㜷㌷㤴㔲㑤扤㘱㕥昵㠶㕡〶搷㑦愳㙤㐶㈶愹㤷戲㝥昲摥〰晥攳㤹㈹戳㕥ぢ㤴㔲㑤扤㐳扣敡つ戲っ慥㥦ㄶ摢㡡㑣敥㝡扣搰㡥晦㔸敢捤㝡摢愰㤴㙡敡ㅤ散㔵慦捣㌲戸㝥㥡敢㜹㘴㜲攳昹〲㝡昱ㅦ㡦㈰㤹昵㕥㠵㔲慡愹户扦㔷扤摥㤶挱昵㥢㔶㙦㈰㤳扢摥㥢攸挵㝦㍣晢㘳搶摢〱愵㔴㔳慦挴慢㕥挰㌲戸㝥っ敡〳㘴㜲搷晢㄰扤昸㡦㈷㝡捣㝡㍢愱㤴㙡敡㜵昷慡户㠷㘵㜰晤㡡搲㔷挸攴慥昷㌵㝡昱ㅦ㡦搲㤸昵㝥㠴㔲慡愹搷搹慢摥慥戶㈱晤攷㠷攴ちㅦ㌳愵散捦㜸愵㑦敡敤㌴敢昱挲㤸慥㕥愱㥤㌶晤攷㝢㍡㔸〶搷捦昷ㄴ㈲㤳㝢昹㜸搹㑣敡㝤㘳搶攳㔵㈶㕤扤㝣慦㝡㜹㤶挱昵扢㌷摤戴昵㜸つ㑡敡晤㙣搶攳㈵ㅢ㕤扤㥦扦昳昸㝥昸挹㌲戸㝥㌰㐶㉥攴㄰捦㤴敤㥤ㄷ㜴愴㕥㍥〶慦攰晢愸慦㐷扤㙦扣敡晤捦㌲戸㝥㜰㐵慥㡡戸昸攳搵ㄱ愹㔷㘸搶ㅢ散㔱㙦愷㔷扤捦㉣㠳敢〷㑢攴ㄲ㠳慢ㅥ㉦㌵㐸扤捥㘶㍤㥥㤹敢昰晣搰慢摥〷㤶挱昵㠳ㅦ㜲扥敥慡挷昳㜶愹搷摤慣挷搳㕣㕤扤㜷扤敡扤㘳ㄹ㕣扦㤴㈱㈷扦㉥晥㜸ㄲ㉣昵㑡捣㝡㍣㘷搴搵摢敥㔵敦㜵换攰晡愵〹㌹㤳㜴搵攳ㄹ愵搴摢摦慣挷ㄳ㌰㕤扤㤷扤敡扤㘴ㄹ㕣扦搴㄰㐱㈶昷昶挷搳㌳愹㜷戰㔹㡦㘷㌳扡㝡捦㝡搵摢㘶ㄹ㕣㍦㜱戰挸慥㤷戲㍤昰㕣㐷敡ㅤ㘲搶攳愹㠱慥摥攳㕥昵ㅥ戳っ慥㥦〸㤰ㄳ〶搷晡挲ㄳ〷愹㌷捣慣挷攳㙣㕤扤㠷扤敡晤捤㌲戸摥慤㉦㐷摦㉥晥㜸ㄴ㉥昵㉡捤㝡㙢㍣敡㙤昶慡㜷㥦㘵㐸㝦㌷㝤戱つ㘳㍥㡦㙣て昴㝥ぢ扡昹ㄲ㑤㡣搸ぢ挵攵㕤戱㐵㤸挷晣㝡㡥㌱散㔰捦㠱㝣㈱㜹㤳愷扣㝥㍣㈲〳昴ち昱㍥捤搸摣㔰㙣〲摥づ㡢户㘸㔶㠷慤ㅦㅣ慦挲㕢㘳昹戶㐳晢㍤㡥㠶㘸ㅣㅤ敡慢㥦ㅣ挳㡢ㅤ摢搷㔷挵昱づ摡扡〲晣㐸㝤㈲ㄱ㡡㌵晤ㄱ㐶戹攲㝡㘹ㅥ挶ㅥ㘳㌲㕦戳愹ㅤ慤挸㘱㠸改敦㝤㜴扣㘸昷㔷㍣散ㄷ㉤攷昲㌵㥣扦㙤㡣慢っ慦捥㔵昷㠰㔷戹㉤昶㜱晦㍤㘴ㅣㅦ㕥敤㠹㥦挸挵㕡攲㔷㌲扦ち〳〳挵㔷㐴㑥戱晤戵慣㜸㘶㐱捥慤㐴㥢戴㠹㈶㝢㈶㔲㍣㔳㜰挴摦慥㡤㥦收ㅤ捦㈳㝦㐷晣慤摡昸ㄹ摥昱㥢㔳攳㙦搲挶ㅦ攵ㅤ捦㈳㜳㐷晤敢戵昱挷㝡挷昳㐸摢ㄱ㝦㡤㌶晥㜸敦㜸ㅥ㌹㍢攲慦搴挶〷扤攳㜹㈴散㠸扦㕣ㅢ㕦攷ㅤ捦㈳㕢㐷晣㍡㙤晣ㅣ敦㜸ㅥ愹㍡攲㉦搳挶㥦攸ㅤ捦㈳㑦㐷晣挵摡昸㐶敦㜸ㅥ㐹㍡攲㉦搴挶捦昳㡥攷㤱愱㈳晥㝣㙤㝣摣㍢㥥㐷㝡㡥昸㜳戵昱ぢ扣攳㜹攴收㠸㍦㑢ㅢ扦搸㍢㥥㐷㘲㡥昸㌳戴昱愷㜸挷昳挸捡ㄱ扦㑣ㅢ扦挴㍢㥥㐷㑡㡥昸㈵摡昸㘵摥昱㍣昲㜱挴㥦愲㡤㍦挳㍢㥥㐷㌲㡥昸挵摡昸戳扣攳㜹㘴攲㠸㕦愰㡤㍦搷㍢㥥㐷ㅡ㡥昸戸㌶晥㝣敦㜸ㅥ㌹㌸攲攷㘹攳㉦昴㡥攷㤱㠰㈳扥㔱ㅢ㝦戱㘷㝣㍥扦㈳戲晥戲攲ㄱ摥㙦㝣戶攱㔲搴㔱晣ㅥ㘱㐱攳㌲㙡晣㔶㄰㙤つ㌵敥攳㐵㕢㑢㡤㝢㙣搱搶㔱攳晥㔷戴昵搴戸㌷ㄵ㙤〳㌵敥ㅢ㐵扢㥣ㅡ昷㜴愲㕤㐱㡤晢㉤搱㌶㔲攳㕥㐸戴㉢愹㜱㥦㈲摡㔵搴戸㠷㄰敤㙡㙡摣摥㐵扢㠶ㅡ户㕥搱慥愵挶㙤㔱戴敢愸㜱换ㄲ敤㝡㙡摣㑥㐴扢㠱ㅡ搷㝡搱㙥愴挶㜵㔸戴㥢愸㜱㡤ㄴ敤㘶㙡㕣扦㐴扢㠵ㅡ搷ㄶ搱㙥愵㐶敥㐵扢㡤ㅡ㤹ㄴ敤㉦搴〴㔴㜰㤲㜲㔶愸〴㕣昶摡㕦昲㘸攷㈸〱搹搵㉢㘰扢㝡〵㜴㔷慦㠰敦敡ㄵㄲ搸㙢ㅦ㐲愲㥤愳㠴っ㔷慦㤰挲摥㤴㌹ㄳ㜲㕣扤㐲㤲慢㔷挸㜲昵ち㘹慥㕥㈱捦搵㉢㈴扡㝡㠵㑣昶愶㉣㠵㤰敡昲ㄵ㜲㕤扤㐲戲慢㔷挸㜶攵ㄵ搲㕤扤㐲扥㉢㠳慣〴㉥㕦㔹ㄹ㕣扥戲㔲愴晢㜶昸㝦㉢愰㈵昸"]
[null,null,null,null,null,"Decisioneering:7.0.0.0"]
[null,null,null,null,null,"CB_Block_7.0.0.0:8"]
[null,null,null,null,null,"㜸〱捤㕤〷㝣ㄴ㘵摥捥ㅢ㤲㈵戳〴ㄲ㈹ち搸㌶ㄸ㐵〵㠱搰㐴㡡〸〹㈵〲〶〸挵㠶㜱㐹㌶㘴㘱㤳挵摤つ㄰㙣〸㜸㘰㉦㔸㘸㈷ㄶ戰攲愹㠰㡡晡㈹㐱搱戳㘰昷㑥捦㕥捦㝡捡㔹㑥捦晡㍤捦㝦㘶搶搹㥤㤲晤晣捣敦攷挰晥昳晥摦㝦㥢㜹㥥㤹搹㈹敦捣㘶愹慣慣慣㕦㌰昱㉦愷ㅣ㌶昶慢㙣㡡㈷㐲昵㝤㑡愳㤱㐸愸㍡ㄱ㡥㌶挴晢㡣㡡挵㠲㑤ㄳ挳昱㐴ㅢ㌸昸慡挲戰挷㜳慢攲攱挵愱扣慡〵愱㔸ㅣ㑥戹㔹㔹㜹㜹㕡㌶散摤㡣㑦愱愹㘸㡣搲㜲㈸攰㤵愵昹㈸摡㔲攴㔱㘸ㄴ㝥㡡㜶ㄴ昹ㄴ敤㈹㍡㔰ㄴ㔰ㄴ㔲散㐵搱㤱愲ㄳ㐵㘷㡡㉥ㄴ㝢㔳散㐳搱㤵㠲昵戵敥ㄴ晢㐲攴敦〷㔱㔹㍡扡㘲昶㕣㉣㑤㘵㈲ㅡぢ昵づ捣搰攷㜹挴㤱㝤〶昴㈹改搷㙦㜰㥦㝥扤〳愵㡤㤱㐴㘳㉣㌴愲㈱搴㤸㠸〵㈳扤〳㤳ㅢ㘷㐷挲搵ㄳ㐲㑤搳愲昳㐲つ㈳㐲戳晢つ㤸ㅤㅣ㌸愴㘴攰愰㐱戵㐷ㅤ㌵㈴㝦㝦㈴㥥㔴㍡㝡㜲㉣㔴ㅢ晦㥤㔲ㅥ挰㤴ㄵ愵愳晢ㅣㄷ㑡晣㑥㈹て㐴捡攳㑡㐷㤷㐵敢㠳攱㠶摦㈷㘷㉥昹ㅣ㔰ㄶ慡づ㤳昸㔰㈸ㄶ㙥㤸搳〷㌳㥤〲㌲戴㈳晢㡣〵摡搵挱㜸愲㌴ㄴ㠹㑣つ搵㤲昳晣㝡〲ㄶ㡡㠵ㅡ慡㐳昱づ昵㘳ㄶ㔵㠷㈲㠶㌹㥥㔷㍦㈳ㄸ㍢㉥㔸ㅦ捡㘱愳愰㕥攷慣扣㈶搴㤰〸㈷㥡摡搷㑦㡦㠷愶〶ㅢ收㠴攸㤲㕢㍦慥㌱㕣㤳㤳愳㜲㜲戲摡昴㜴㥡ㄹ㈱愶捦搸㔸㜵㘹㕤㌰㤶㄰㡤㤴㤵㌸昹㕡搶づ㤹昱㤴搹攲ㅡㄴ㐸㡢㈲㐹㤵攱晡〹愱㔸㐳㈸挲㈲愴慥㔷㥡㤳㘰愲㈳㥦〴挷㕣ㅡ昲愲摡ㄹ摢ㅡㄷ㠵㔵戴〰㐵ㄱ㠴慦〷㐴搱愸㠶㠶挶㘰〴㥢㔹㑤㘰㘲㘹㘹愰㌲戸〰㔰〷㡥〸㑣㥤㝥㘴愰戴㜲㘲㘰㠰㜶㄰〳㡡㈱㔴捥㙢搸㤲慤〹戹㌵㘵㔷〵戳慢㘶㘷㔷㔵㘷㔷搵㘴㔷㠵戲慢㙡戳慢收㘴㔷搵㘵㔷㠵戳慢收㘶㔷捤㠳㡦㌹攵戵㙤㥢㙤㑣㍢㐷㤶㙦㕦㍣敦愴戲㉢㐷戵改搶㘱㐲搷愱㡡ㅢ慦㙣挵㠷愰愱昵㠴昰ㅤち搱㜱㘲㌴ㅥて挵㘵㡥㑡㘴㡥晡㙢㠷搱攳㜰〸愵晥㠶㌹攲㕣挵㉢㥡㜶㉤摦搹㘳攲㜵㍢〶㥦ㅥ摥晢㡥㉤㡡扢〱㐹搷㥢捥㐷㐰昸晡㐰㜸㉣敦㈰㈳㝢㕦〶昴㠳㔰敡㔹㈳晢㐵㥤㥦晦㙡捦㡦〷㔴慣ㄹ㌱㙥㑢㘹摢㡢㡦㔷摣扦㐸昶晥㜴ㅥ〰攱ㅢ〸㘱㥦搹〱摡㈰㝡っ㠶㔰敡〹㈳㕤戸攳㤳敢晥㌶攷昰㐹て敤扢昹㥤㕦捥ㅢ晣扡攲㕡㉢改㠶搰昹㈸〸摦㔰〸㝢扡㐱摡㌰㝡っ㠷㔰敡ㄱ㈳㕤捥㐵㕦㑦扡晤挹扢㈶摣昵㐰捦〷㝥敥㌸扤㔹㜱㥦㈷改㡥愶昳㐸〸摦㌱㄰ㅥ换摥摦㔸昶㔱っㄸつ愱搴㠳㐶昶ㅥ㡦㍣㔱晣挵ㄳ㜳㈷摥㕤晥收换㥦㉤晢愷愶戸㌳㤵散㘵㜴ㅥ〳攱ㅢぢ攱㤱摤攴㙤ㅣ〳挶㐳㈸㜵慦㤱㝤挷ぢ㡦戶つ㍥昹挳挴㑢㙦敦昱攱挷㥤㜶っ㔷摣㑢㑢昶㘳改㍣〱挲㌷ㄱ挲㈳扢捥㕢㠹㌶㠹〱挷㐱㈸㜵㤷㤱扤敡昵㈹㔷㕦搰昷㍦ㄵ㕢慢㍢㡦ち㍥㜳昶㝤㡡㉢慣㘴㥦㑣攷㈹㄰扥愹㄰㜶愰〷㙡㤵昴㤸〶愱搴㙤㐶扡ㄳ〷敤㝤昴㐷㠷扤㔲㜱挹㌳㠳㍦敦扥攷㥣昳ㄵ扦㐸㈴摤っ㍡捦㠴昰ㅤて㘱㑦㔷愲㥤㐰㡦ㄳ㈱㤴摡㘴愴ㅢ戸昱慣㘵て㉣慥㈸㍦㈷敢攵戹㙦摣扤㍡愶昸㤵㈴改㑥愶昳㉣〸摦㈹㄰ㅥ换㍥㔰㜸㉢搱慡ㄸ㜰㉡㠴㔲ㅢ㡣散㠳扡晣㜳摢搲㘵㘳㡥搹搲㘷挵㙤㜵摡昷ㄷ㈹㝥搷㐹昶搹㜴慥㠶昰搵㐰㜸㘴搷昷〰㈵㕡㠸〱戵㄰㑡慤㌱戲扦㝥晣挱㕢㉢㠶㤶ㅣ戳㈶㜷晥挶收扢㍦㤸慦昸㈵㉡搹敢攸ㅣ㠶昰捤㠵攸㥥戶㝦攱㡥㘵㠸捣昴㐰㡤㝢〶㉤〲愱搴㉡㈳敤㠸挰挶慡摤㝤㌷㑥㍣昷戱㔱㔳㥥戸㜸晤㈰挵慦㘵㐹摢㐰攷㈸㠴㙦㍥㠴挷㑣㥢搹㑦㘳㐰っ㐲愹㡢㡣散敦㍣昵㐸扦捦ㅦ㝢慢昴攲ㄵㄵ搱捥攳扦㥥愰昸㝤㉦搹ㄳ㜴㙥㠴昰㉤㠰昰挸慥慦捡㈵摡㐲〶㉣㠲㔰㙡㠵㤱晤㤹㝤㥥㙤扢攳㤰扤挶慤㉢ㅥ晢㘸㘱㤷ㄷ扥㔴㍣㤰㤰散㡢改㝣㍡㠴敦っ〸㜷㐸晡㙢㘷搲昳㉣〸愵捥㌱搲㡥㝦晣挶㡢戲㔶㠵㐶㕤晣㜴搳愳㌵㕦㕤㔳慥㜸㘸㈲㘹㤷搰昹ㅣ〸摦㔲〸㡦㤹ㅥ㉣㠰て搰㤶㌱㘰㌹㠴㔲愷ㅢ搹摦㍦攰摤敡㕢㍥㜹㙦捣捡〷摦摢㌱攳㡡㠷摡㈸ㅥ昳㐸昶㍦搱㜹〵㠴㙦㈵㠴㐷㜶㝤㉤ㄹ愸㥤挷㠰昳㈱㤴㙡㌴戲て敢㜰㜹搷㉥扢㑦㥤戴戲敥㤸㥤〷㕥㥦㝢㠷攲挱㤴㘴扦㤰捥ㄷ㐱昸㉥㠶㜰㠲㐴㥦改㠱摡㈵昴扣ㄴ㐲愹愸㤱戶㜲搳昱敤晦㔱㝢攷戱㝦扡晡㍦慢扥ㅤ晡搱㝦ㄴて捦㈴敤攵㜴㕥〵攱扢〲挲㘳愶昵つ愷扦㜶㈵〳慥㠲㔰㉡㙣㘴ㅦ戳㘹捦㤹㤳晦㜱㝤挵㈵〷挴挷㙣敥㜳挸㘷㡡挷㝤㤲㝤㌵㥤搷㐰昸搶㐲㜸㘴搷㈱改慦慤㘳挰㝡〸愵慡㡤散戱昸愶戲搳晡搵㡤㕤晢挱换て摣㤵ㄳ慤㔶㕤㘱㤶散搷搰㜹〳㠴敦㕡〸㡦散㍡㌲㈵摡㜵っ戸ㅥ㐲愹㔹㐶昶愱晢㍤㍦慢愴换㑦ㄳ㉥ㅣ晦捡搰㈹愵㑦昸ㄵ㡦㔴㈵晢㐶㍡㙦㠲昰摤〸攱㤱㕤晦㉡ㄸ愸摤挴㠰㥢㈱㤴㥡㘹㘴㙦散昵昸搳㤵㑦㝦㔷㝡㔹挳攴ㅦ慥㉥㔳〵慡㍢捣㤲晤㔶㍡摦〶攱摢っ攱㤱㕤摦㍡㑢戴摢ㄹ昰ㄷ〸愵愶ㄸ搹慦㝤愶㔷攷㥤㕢ㅥㅥ户昹戱搳㝢ㄶ㙤昴ㅤ愵㜸㙣㉤搹敦愴昳㕤㄰扥㉤㄰ㅥ搹昵慤㜳愰戶㤵〱摢㈰㤴㥡㘰㘴摦戴晤㠳㍦昹捥攸㌴晥愱收挷㉢㘶扣晥㑥㕥晥㍤㌰㑦㌱づ㡥捡㘲挱㠵㌸散昹昵搸戵㝦㥦㝥晣搷昲㈱㍢㡥搸㙢〷搵ㅥ㔹㕢㔲㔲㌳愸㕦㜰㐰㌰㌷㠰戴㤹ㅥ㉢㜲㕢换慦㥤ㄹ㙥愸㠹㉥㤴㠳挷晣摡戱攱㐸㈲ㄴㄳ愵愰ㄶ㝦昴〳㘰搱摢搷㡥㔹㠴搳㠶㙡晤㌸戳㜳㙤㘹㈸㤶挰〱㜷愲改搷㠳捦晤㐶〷攳愱㕦搵㕥㐶敥搱搱挶㠶㥡昸扥捥挶捡㐴㌰ㄱ敡㥥㙥晢㌵㠹㉤慣ㄲ㐷攳愱戸捣搲〱改㘱㌳㠲㤱挶搰愸㐵㘱摤扣㝦㥡ㄹ挷攵搱搹敥搶戱戱搰㘹㐹慢㙤㡥㐶攱㐴㜱㠱攴戶㉤愵㙥搲攷㉢㔰㕡ㄷ㡤㠷ㅡ㘴昶㝡搵㑦づ㔷捦ぢ挵㉡㐳㍣捤っ搵挸愲㜶愱挹㌸㌹攸㔵搱㠰〵挵攱㝥㑤て㙢㉦㠱づ㌵搴㠴㙡㌰扦昳㠱㜲搳戴攰散㐸㘸敦ㄴㄷ扤㈶っ摤㔲扡挷㐶慢ㅢ攳愵搱㠶㐴㉣ㅡ㐹戵㡣慡㔹㄰挴〹㐹捤愴㘸㑤㈸㐷愶㉣㕤慡慣㌶㙤㤴捡㍡搴改挸㥥戹攳㍣昶户慣㈴㍣挳昰㜶戶慣㐴㜴㜶㍣㘷㐸㘶㐶挳戲㤲搱晦㌰捦㌹戱慥㠴昴敥攷改敤戰㤲㌲愸㙢敡㠶搷㘷㉡昸〱て㤱㄰户捡散㘲昷㤴扦慥㤷㉤捣愹㠵ㄵ㕥㔵愰户〷㘸㤲㌶戹敥戵慥㜳㜶㜶㈷㘳改挷㉣挰㘹攷昸㘰㐳㑤㈴ㄴ昳扣㈶愲㌸㐷摡扤ㄴ摢㈹敥愳戸㥦攲〱㠸摣㌲散攳㕣ㄱ捤㠱㠷㕡愴㥡㜲ㄷ㠶㙢ㄲ㜵扥扡㔰㜸㑥㕤〲㝤戸㤶㤲㤷㐷戸㙤㤳昶㈰扡戴㠷㈸㜶㐰昸晤㔹扥㘶晣捤昲昹㌱㘵攵昲摣昱晦㝥㠶㥢㡤㈸㑤㑥愸㜱戹㈳㥥㕢㡦昳昶㜸㥢㌶㑥㑢㍤㍥ㄸ慦㑢㜰㠳昳㌶㌲摦㑥㡡㠷㈱昲ㅦ㠱㤸㌴㍥ㄴ挱收晡㍢㕤㈹挹㍤〸㈹㕢㍣㈷攷㌱摥摥昵㤵㑤つ搵㜵戱㘸〳㑥愳换㠲㠹攰愸㙡㕣㜸㠸慢愰慦㝥㘲戴戴㌱攱慢ㅦㅦ挶㥦晣晡愹愱昹愱㘰愲ㄴ㝢攳㐴晢晡㠹戸㘸㈱扢换昲㥡㐵戹昵晡昵㠶戲㔰扣㕡攳㠵㠹㜲散㝤ㄶ昹搰挲敥㌴扦㥥晢㤳搰愲〴㔳户慤㥦ㅣ挴㠵㡤㠴〶愷㕥ㄲ愵户ㄸ搹㕥晡捣㘸扦愱㈱㐳愱㌴㉤㔹摡㐹㠷㥥㈹㡢㉢〸扥㈸昱㕤㥢㘳挸昴つ㘵㝡㈲ㅣ㠹昷㌱搰敤㔳ㄶ挵㔵慢㤰㕣慦㈳敡㍥ㅦ搶㈳㥦㈷㔷改摢㌳慦㙣㔴㔴捦搶搳㘲㔶挶挵愲㡤昳て㐰慥摦㉢て㜳㘵㘹扢㈰㌶晣晢搶㘱〷晦昹㡥㕦㡣扦㘷㘳㑢㤱挹昷㈸㡣ㅥ㐷ㄲ收挵㡦㘶戸㌱〰㝦㘴搲晥㡡㍦㝥㡤搱㕡㌳㠴摤㤶㕢㡣㙥挷㕤慥换㘵㥡㕣昸攷搷〳㡦㘹戱㤰㕣㜷捡ㄳ愵㘹㝥愸㝤晤捣㘸㙣摥散㘸㜴ㅥ㔷㡦づ愲挵敢㐲愱〴㉦收戴㌳慥㕤戱慤㤴㙡搳㈶攵挲㡣攵慡捦㠱挸敦㝢ち愲晤愸㐸㈴㘰㘶㡣晢㜶愳慢つ扥㕡㝣㑦愳搱ぢㄷ㝦慡㈶㠵㙡挲㡤昵㤳愲戸㠲ㄹ攸㜷攴ㄱ晤〶ㅤ搱扦㕦㐹晦挰㝣戹㑡ㄹ攴㜵摡㍥㡢㈲昱㝡搵ㅦ㑢捤㡢㉥戵愳㠶㝤昶挵㠵敦㔷㥣昳搵〵㙦㉥㠹挶昷愸ㄲ挳㘰扢戸㜳〸㑡〴昰搱㥥愳㜸㥥攲〵㡡ㄷ㈹㕥㠲㔰扤㄰捡晤ㄸ摡愹㤳昶㜷攸摡换ㄴ慦㐰㘰て㈴挰敢㍢㈳搵ㄳ㕤摣㈱㘹慦㔲扣〶愱㜸㜵㠸摢㙥㤶昶㍡㠴敢ち昰〶㡣昶ㄳ昵晥㜶㔶摦㠲愳㕦愳扢㡢㑤ㅤづㅢ㔹搷㠸戲㐶㕣㌵㘲慡扡ㅢ㜰搸㜰敡㘶ㄸ㙣㔷慤㝡㈳㉣挰昸㡦㈸㍥愶昸㠴攲㔳㡡捦㈰㔴㈷㔷㥣㍥愷捦ㄷㄴ㝢㈰搲㜰㍡〲㕤㠲搳㤷㜴昸ち㐲昵㠵搰㜱晡ㅡ㉤㔷㥣扥㠱搱㘳㐳㌱慦㥡㌵挳つ戳㤶攴㑦晢ㄶㅤ㝥㡤搱㜶搸挴愶晡挱收〴㕢戶㠱㡥つ㌶㘵ㄸ㙣㤷攳晡㈳㔳㠰㤵戲ㄴ〴昷㘲㕡㌶㐵ㅢち摥㜲㔰㍦晣散戶㝡昹攸搳㤶㈲て㈲つ戶〱㐸㕡挴挴㝥㍡戴㠳㔰㠳愰敡戰攵㐳㜵㠵慤㍤㡣昶搵㙢㠰ㅤ㡢〲㌸晡㌵扡扢搸搴㘰㔴㜴挲改ㄳ㉣㤳攳㘶昸戱㘱戰㕤㘷ㅣ㠲㑣〱㝣戴慥㉣搷㡤愲㍢挵扥ㄴ晢㐱愸昷㕣㜱㍡㠰㍥〷㔲〴㈰搲㜰㍡ち㐹㡢㤸戸〷ㅤづ㠲㔰挳愰敡㌸ㄵ㐳㜵挵改㘰ㄸ敤㌸つ戲㘳搱ㄳ㡥㝥㡤敥㉥㌶㌵ㅣㄵ㥤㜰㝡挱つ愷攷つ㠳敤〲敡搱挸ㄴ挰㐷敢挷㜲㈵ㄴ晤㈹〶㔰っ㠴㔰㑦戹攲㌴㤸㍥㐷㔲っ㠱㐸挳㘹㈴㤲ㄶ㌱昱㔰㍡っ㠳㔰愳愰敡㌸つ㠷敡㡡搳〸ㄸ㍤㌶㐳昳〲㙥㌳戲愵㙣㠶㈳ㄱ攷搷ㄸ㙤㠷㑤㙣㙡㌴㐲㥣㘰扢摦つ戶晢っ㠳敤捡㜰ㄹ㌲〵昰搱挶戳㕣㌹挵戱ㄴㄳ㈸㈶㐲愸慤慥戰ㅤ㐷㥦ち㡡挹㄰㘹戰㡤㐱搲㈲㈶㥥㑡㠷㑡〸㌵づ慡づ摢㌴愸慥戰㑤㠷搱〳㌶昳捡㜴㌳戲愵挰㌶ㄳ㜱㝥㡤搱㜶搸挴愶挶㈳挴〹戶敢摤㘰扢捥㌰搸㉥㜹ㅦ㡢㑣〱㝣戴㔳㔹㉥㐸㌱㥢愲㥡愲〶㐲慤㜳㠵慤㤶㍥㜳㈸敡㈰搲㘰㥢㠰愴㐵㑣㍣㤷づ昳㈰搴㈴愸㍡㙣ㄱ愸慥戰搵挳攸〱㥢㜹挹扤ㄹ搹㔲㘰㡢㈲捥慦㌱摡づ㥢搸搴㜱〸㜱㠲敤㝣㌷搸捥㌳っ戶㙢昹㤳㤱㈹㠰㡦戶㠸攵㥡㈸ㄶ㔳㥣㑥㜱〶㠴㕡收ち摢㔹昴㌹㥢㘲〹㐴ㅡ㙣㔳㤰戴㠸㠹㤷搲㘱ㄹ㠴慡㠴慡挳戶ㅣ慡㉢㙣攷挲㘸摦㤹つ戴㘳戱〲㡥㝥㡤敥㉥㌶㌵つㄵ㥤㜰㡡戹攱㜴㥡㘱戰摤愴㤸㠱㑣〱㝣戴㑢㔹敥㌲㡡换㈹㔶㔱㕣〱愱收戹攲㜴ㄵ㝤慥愶㔸つ㤱㠶搳㑣㈴㉤㘲攲戵㜴㔸〷愱㑥㠰慡攳戴ㅥ慡㉢㑥㝦㠶搱㡥㔳㠹ㅤ㡢つ㜰昴㙢㜴㜷戱愹ㄳ㔱搱〹愷ㄳ摤㜰㍡挱㌰搸敥扥㥣㡣㑣〱㝣戴㥢㔹敥ㄶ㡡㕢㈹㙥愳搸っ愱㉡㕤㜱晡ぢ㝤敥愰戸ㄳ㈲つ愷㔹㐸㕡挴挴㕢攸戰ㄵ㐲㔵㐱搵㜱摡〶搵ㄵ愷扢㘱昴搸っ捤扢㍦捤挸㤶戲ㄹ摥㡢㌸扦挶㘸㍢㙣㘲㔳愷㈲挴〹戶搱㙥戰㡤㌲っ戶摢㑡戳㤱㈹㠰㡦搶捣㜲㍢㈹ㅥ愶㜸㠴㘲ㄷ㠴ㅡ收ち摢㘳昴昹㉢挵攳㄰㘹戰㔵㈳㘹ㄱㄳ㍦㐹㠷愷㈰㔴〸慡づ摢㙥愸慥戰㍤つ愳〷㙣收㙤慤㘶㘴㑢㠱敤㔹挴昹㌵㐶摢㘱ㄳ㥢攲㑤㌰㈷搸づ㜷㠳敤㌰挳㘰扢㕦㔶㠷㑣〱㝣戴㔷㔸敥ㅦㄴ慦㔲扣㐶昱㍡㠴㍡挸ㄵ戶㌷改昳ㄶ挵摢㄰㘹戰昱搶㕢ㄱㄳ扦㑢㠷昷㈰搴㍣愸㍡㙣敦㐳㜵㠵敤〳ㄸ㥤敥挴㤸㜷搴㥡㤱㈶〵慦てㄱ攰搷ㄸ㘶挷㑢㙣㉡㠲㄰㈷扣㍡扡攱戵㤷㘱戰摤〸㙣㐰愶〰㍥摡ㅥ㤶晢㌷挵㤷ㄴ㕦㔱㝣つ愱摡戹攲昵ㅦ晡㝣㑢昱ㅤ㐴ㅡ㕥㔱㈴㉤㘲攲敦改昰〳㠴㍡つ慡㡥搷㡦㔰㕤昱晡〹㐶㡦搵捣ㄵ戶㕦㄰攷搷ㄸ㙤㠷㑤㙣㉡㠶ㄹ㜰㠲敤晢㥦㕣㡥昸晦㙢ㄸ㙣㜷㌸㜹愵㉦㠰㡦㤶㤷つ挱挱㔳㥡㥦愲ㅤ㐵㍥㠴晡ち愱捥㈷摥ㅤ攸㔳㐰挱㜱㔶㘹戰㌵㈲㘹ㄱㄳ㜷愴㐳㈷〸戵㄰慡づ㕢㘷愸慥戰㜵㠱搱〳㌶昳づ㙢㌳戲愵慣㙤晢㈰捥慦㌱摡づ㥢搸搴㈲㠴㌸挱昶慥ㅢ㙣敦ㄸ〶摢慤摢挵挸ㄴ挰㐷ぢ戰㕣ㄱ㐵て㡡㠳㈸㡡㈱搴㙢慥戰ㅤ㐲㥦㥥ㄴ㠷㐲愴挱㜶㍡㤲ち㙣㠷搳愱ㄷ㠴㍡ㄳ㕤㍡㙣扤愱扡挲㜶〴㡣敥㕢愷挳㜵㡢扥〸昰㙢っ戳攳㈵㌶㜵ㄶ㉡㍢攱昵愴ㅢ㕥㑦ㄸ〶摢㍤改㈵挸ㄴ挰㐷ㅢ挲㜲㐷㔱っ愵ㄸ㐶㌱ㅣ㐲㍤攲㡡搷搱昴ㄹ㐹㜱っ㐴ㅡ㕥攷㈰愹攰㌵㥡づ愵㄰㙡ㄹ扡㜴扣捡愰扡攲㌵〶㐶㡦搵捣扣㈷摥㡣㙣㈹慢搹㌸挴昹㌵㐶摢㘱ㄳ㥢㕡㡥㄰㈷搸戶戸挱㜶㤷㘱戰摤㙣攷㍤昶〰㍥摡㘴㤶㥢㐲㌱㤵愲㤲㘲ㅡ㠴扡捤ㄵ戶ㄹ昴㤹㐹㜱㍣㐴ㅡ㙣㉢㤰㔴㘰㍢㤱づ㈷㐱㈸摥㥥搷㘱㍢ㄹ慡㉢㙣戳㘰昴㠰捤扣搹摦㡣㙣㈹戰㔵㈱捥慦㌱摡づ㥢搸搴昹〸㜱㠲㙤慤ㅢ㙣㙢っ㠳㙤ㄴ挱㠵挸ㄴ挰㐷慢㘳戹㌰挵㕣㡡㜹ㄴㄱ〸戵捡ㄵ戶〶晡㐴㈹收㐳愴挱㜶ㄱ㤲ち㙣㌱㍡挴㈱搴㈵攸搲㘱㑢㐰㜵㠵慤ㄱ㐶愷慤搳ㅣ挵搰㡣㌴㈹㜸㉤㐴㠰㕦㘳㤸ㅤ㉦戱愹㑢ㄱ攲㠴搷㔲㌷扣捥㌱っ戶攱ㄱ㤷㈳㔳〰ㅦ㙤〹换㥤㐳戱㤴㘲ㄹ挵㜲〸㜵扡㉢㕥㝦愲捦ち㡡㤵㄰㘹㜸慤㐲㔲挱敢㝣㍡㕣〰愱慥㐴㤷㡥搷㠵㔰㕤昱扡〸㐶㡦搵捣ㅣ㥥搱㡣㙣㈹戰㕤㠲㌸扦挶㘸㍢㙣㘲㔳㔷㈱挴〹戶戹㙥戰㠵つ㠳㙤摣挷㙡㘴ち攰愳慤㘶戹㌵ㄴ㙢㈹搶㔱慣㠷㔰搵慥戰㕤㐳㥦つㄴ搷㐲愴挱戶〶㐹〵戶敢改㜰〳㠴㕡㠷㉥ㅤ戶㡤㔰㕤㘱摢〴愳〷㙣收戸㤳㘶㘴㑢㠱敤㈶挴昹㌵㐶摢㘱ㄳ㥢攲㈸ㄵ㈷搸愶扡挱㌶挵㌰搸〶戴㕣㠳㑣〱㝣戴㍢㔹敥㉥㡡㉤ㄴ㕢㈹戶㐱愸〹慥戰摤㐳㥦㝢㈹戶㐳愴挱戶〱㐹〵戶晢改昰〰㠴扡づ㕤㍡㙣晦〳搵ㄵ戶〷㘱昴㠰捤ㅣ㔰搳㡣㙣㈹戰敤㐰㥣㕦㘳戴ㅤ㌶戱愹敢ㄱ攲〴摢㔰㌷搸㡥㌲っ戶㤱㍡ㅢ㤱㈹㠰㡦昶㌸换㍤㐱昱㈴挵㔳ㄴ扢㈱搴〰㔷搸㥥愱捦戳ㄴ捦㐱愴挱戶〹㐹〵戶ㄷ攸昰㈲㠴扡〹㕤㍡㙣㉦㐱㜵㠵敤㙦㌰㝡挰㘶㡥ㄴ㙡㐶戶ㄴ搸㕥㐶㥣㕦㘳戴ㅤ㌶戱㈹㡥㉢㜲㠲慤㠷ㅢ㙣㐵㠶挱㌶〴改㔶㘴ち攰愳扤捤㜲敦㔰扣㑢昱ㅥ挵晢㄰㙡㕦㔷搸晥㐹㥦て㈹㍥㠲㐸㠳敤㌶㈴ㄵ搸㍥愱挳愷㄰敡㜶㜴改戰㝤〶搵ㄵ戶㝦挱攸〱㥢㌹〴慡ㄹ搹㔲㘰晢〲㜱㝥㡤搱㜶搸挴愶㌸㘰捡〹㌶扦ㅢ㙣㥡㘱戰㡤慤扡ㄳ㤹〲昸㘸摦戱摣㝦㈹扥愷昸㠱攲㐷〸搵挶ㄵ戶㥦改昳ぢ〵㠷㘷愵挱挶㘱㕡〲㕢㌶㙣㕡ㅢ〸戵ㄵ㕤㍡㙣㌹㔰㕤㘱攳㤸㝦て搸捣戱㕤捤挸㤶〲㕢㕢挴昹㌵㐶摢㘱ㄳ㥢摡㠶㄰㈷搸扥晣搱攵㜴敡摦㠶㈱㝤搰㔸敥扤挸㤴㝥㜷㕣㠶攰㈷㠷搳㔸〶敡㜴㠰戳慦㜶㝡㐳㌸ㄱ㙦㔷㍢慡㌱ㄱㅤㅢ㑥㤴挵ㄳ昹戵㄰㘸㑡㐸㜷ㄹ㜹㘲〹敡㔵㍢㈳ㅣ㕡㌸つ㜷㝦て戴㥢昰㜴㐲㘹㘳㍣ㄱ㤵ㅢ晦〷搸敤㘵搱攳愲㠹戲㜰㝣㝥㈴搸㔴散㘰搶㉤㌳敢㐲つㄸちㄵ挳㠸愸㤶㥣愲昳攷㠷㙡ㅣ收戱㌲摡ㄸ慢づ㤵㤷晤ㄱ〶㔳㈹㝤〴〳搶㔸づ愳㔲〷扢てㅥ戲攰扥㍦戸挹挶㙤㜳昵摢挶攲昸ち戱扡愹㘲㍣㌱㠴扦㔹㉣换戱㌱ㄸㅣ戳扤挵ㄵ挴㌲㌸慢ㅤ㥣晤戵㈰㔵敦㙢㙦㡣晥㉢㙦㠸㠷㙢㐲㝥㐳㥢ㄴ㙥攸㘰㌴㉢ㅡㄳ㈹㤶攰愲㑥㠶〵㜷昶㉢ㅡ㐰㝣㜵㌰㔶昳㐷攰〴ぢ㠶㐹㈷㐴昹昰敦户挱慣愷挹捡摡挳换㈲㥣昶㥣㡤晤つ㜱收〸㈸挷㐱ㄶ挹つㄱつ换戸戶〲昸户㈷搴挹敥㍣㙡㤳㐲挱〶㘱愰㌲㔱㔳ㄶ㕡搰㐱㍣㐲㔸戵昱㌸㔰㈴搴㈹㔵㤵搱㌸㕡敤愸搹昱㘸愴㌱ㄱ敡㤰㙣挹㈶慥搵㑥つ㐵㌰㐸㘲㐱㈸㍦搹㥡㕣㥤挰㈸捥㘴㍥㡥㍦晣攳戰〳㐴㜲っ㠶㤴㜰攴昳搸戳愵㉥〴户㥥摦挸㈸㠸慣㤵改昳㤱㙡敤ㅡ㑥户㡣捣㌲ㅢ攴ㄶ攴㜲㘴㕢收㠳㄰戹ㄵ㜵㌲挷挶敡晢㌶搹㙤攵㥢㝤ㅣ晦搷扥㔶昶㜸ㄸ攴换㈷挱ち戸搹㐴昰㠸㕥㈲㕣ㅤ㡣㐴㥡㍡搴㤶㌷㔴㐷ㅡ㙢㐲ㄳ㠳戳㐳ㄱ㜳㙦ㅤ㡤搵晦㐱昸捡攱敡慦㜳攵㠱㡢㌱㌲戳ㅣ㡦㑥㥡㐳ㅥ㝦昳づづ搷昵捣㉦㔴攴搰㘹㜹〰㌳昱㝦ㅥ敤改㐷㔰挷㕦挷㉡换挳㜵搸愵搹扡戸㉦攳㤰戸攴㠰㔱搹摡㉣㙥ㄳ愳ㄳ愳ㄸ捣㕢㘳改ㅡㅦ搶扢晥㌰摢㤴㔰攴昳昹㝥敢搷ち戰挲戴挷ㄸ㐴㠳㥤㥤慥㡦攴㔱ㄶ㌷㡣〷愱愷て愶戳ㅣ㝥挸㌷扥散〰ぢ攱㔸挰扤㤷㝥戸㌰㉤㥣㠸㠴摡搵㡡㕤摡㜹摣ㅣ㠸㘶摢摡㘹㜵ㄸ㜶㔶搶扥㜶㕣㉣㕣ㄳ〹㌷㠴㜸攸㠱挱攵㝣愰㜱㘲㘸づ㠶㐱㑦㡥挶挳ㅣ晢搵扥㜶㕡㉣搸㄰㥦捦昱㠷搵㑤ㅤ㔳㌴㈱㉢户㜶㜴戸〱ㅢ㡦㕥㤳敤㠲摡捡扡攸㐲㍣收摢㔸摦㌰㉥㌸㍦晥㠷㈰捡昸㉡〱㐲晡ㄶ㤵慤戲戳㔵㕥㜶摥㙦晤㡥挲ㅡ㡥㤴ㅣ㠲㤴㑤㘱㔰昵㄰㕡ㅥ摢㉡㔹㌲〶愱㜳㕢攵㍣愵㍣戶敡㌸㌲㌶昹㡣㌴昷扦㕡㘷㙣愰昹㕤㈰捡挷㑤㉦晦昵搱㠵晦捦〳挷戹㍢㤰搸攳㕢㐰搶㡡攴㌰改㉥㜰敥愰慦㈹散攳㡡愳〹攱搴搲搷㍥㝦慤昸㜰㐵挴ㄷ㈷摤搹ㅣ㡢㤱慤昹搸敥戱搷挵㠰㘰散㙥㍢攸ち㡦攱敡㠳㤱戸㘱㉢㡤搶搷〷戹㘶㜱慤慣挴㉥㍢㤴㈷〷搴搸㤱㘸戵㄰戲晡ㄹ㕤挱㐵攸ち㉥㤲㉥㝣ㄳ昳搱〷㘹㌳㔷㜴㑥㌰ㄶ㑥搴搵㠷慢昳愸昰昱㠴㍦挴㉡㠹㌵㈸〷㘰㥡㤳慣㤷㌸㍡㑤ㅦ㝤慣て㤸〵摢㝤㜰挲㐰攸挸㍥㔶摣㙣昹晡㔶扦㜱㕣㌹づ㕦㌵ㅥ捥㙡晢㐰攴攲戴づㅤ挶㌶㘲㌹敥㐲㡦散㠳㜲㜶挲挱㜳戴㙦㕢㌸昸㈷㐶㠳㌵㘳昱慣㑡㌴搶搶㜸ㄲ㍥て㈴㜲摦ㄱ㉢攴〰敦㔲㍣〵㠱愷㉢ㄶ攰㐰㌷㤶挷㡥㑡㡣㥤捥攱搰㜰㥦捥ㄶ户捥慣摣摣㜶㜹㑥戵捡捤㕣挵挶㌸㔷敢㥢〴捡㙤昹㍦㥢㌲〴扢㔰㉥〰㡦ㄵ戴慥㕣搸㙥㄰敡㘱愸㕣㥥㌴㠷敥㜴搸㤷㘸散㠲㌱㝤㝢㜰ㅤつ㡤㠰慣摣㝡㡥搲捥慢攷攲攰㤸挲㠷戱摢ㄸ敤つ㐸㝣敤昲ㅥ㠱㕤摢て㕥㑦敦摥㍤〲敤㉣昵㔷〸戳㍥㔷〰㘳〶昷㠷㡦㜶〰㠴㝡づ㥤㍣攷昴ㅤ〸捤㌷㘱㘶㕤摦愶ㄸ㙥㑡㐱戱㥣㜴㈸㡥愷攵㠹㠷㌹㔹㘸搳㐹㔳㉦挰挴㐳㘶敥愹㕡㍡晣㔲㉦挲㡦㠷㘰戸昱挵ㄹ㘹㐶换㍣〶㔰㉦㐱攱㜱㠰㍥戹㝥㔳㈹づ摡攵户㔵㤶攳摥㔱扤っぢ昷㤰摡㐱㕣捡㔷搰攲㥥㠷㙢㈲ㄷ㔴㍢ㄸ愲挵㌵㔱扤㡡〸ㄳ㍤㐶ㅢ攸ㅤ挲っ㍤㤹昷㌵㘷㠷㐳改㜰ㄸㅤ㌸㐰㤸ㄴ㙢㠷㐳㑢戲昲㤶㈵捣挲㑡㉦㠶昵㘶ㄸ〷攷ち㉢㐷㔰挳㔹㘰ㅦ晣戵ㄲ挲㠱扢摥㠴㝣〲㡦㡣〹昹ㄴ捥㍡㈱㝤㌹て捤㔰㤳㠴㜰㔰㜰㈶㠴㝣づ㍦て㐲扥㠰㔹〸㈹攱㈲敤㠱㘶ㄲ挲㘵搴〶㐰戴㑣挸㤷〸㜳㈰㘴㈰㌳っ㘲摥慦㥣ㅤ〶搳攱㐸㍡㝣つ〷㈱㘴〸戴㈴㈱摦㕡挲㉣㠴ㅣ挵戰愱っ攳㙡㉤㠴っ㠳㤶摣㑣㠶㐳戱戲挲扤㥡㌷㉢搹昰挸㤸㤵㌶㜰搶㔹ㄹ挱ㄹ㘹㤶㘲晡愱戲攲〱㝢㈶慣昸攰攷挱㑡㕢㤸㠵㤵㤱㕣捡㍣㘸㈶㉢㕣㔰㙤ㄴ㐴换慣昸ㄱ戶ㄳ㌳㤷戶㤳ㅢ捤っ愵捣摢捥搹愱㡣づ㘳攸㤰て〷㘱㘵㉣戴㈴㉢〵㤶㌰ぢ㉢攳ㄸ㌶㥥㘱㕤攱㈰慣㤴㐳㑢戲㜲㉣ㄴ㉢㉢ㅣ㠵散捤㑡㜷㜸㘴捣捡扥㜰搶㔹㤹挰ㄹ㐹㘱㘵㍦搸㌲㘱㠵㐳㥤㍤㔸㌹㄰㘶㘱㘵ㄲ㤷㌲〰捤㘴㠵ぢ慡㔵㐰戴捣㑡て㠴敤戴戳㌲㤹ㄹ愶㌰敦㐱捥づ㔳改㔰㐹㠷㘲㌸〸㉢搳愰㈵㔹改㘹〹戳戰㌲㥤㘱㌳ㄸ搶てづ挲捡㑣㐹㠲摢挷昸㙢㈵㠴挳㥤扤〹改て㡦㡣〹ㄹ〰㘷㥤㤰ㄳ㌸て㈹㠴っ㠴㉤ㄳ㐲㌸愶摡㠳㤰㈳㘱ㄶ㐲㑥攲㈲つ㠱㘶ㄲ挲㘵搴㘶㐱戴㑣挸㔰㠴敤戴ㄳ㜲ち㌳㔴㌱敦㌰㘷㠷㔳改㄰愴挳㜰㌸〸㈱戳愱㈵〹ㄹ㘹〹戳㄰㔲捤戰ㅡ㠶㡤㠷㠳㄰ㄲ愲㠶㙦㤳㕡晣戵ㄲ挲㠱搴摥㠴ㅣぢ㡦㡣〹㤹〰㘷㥤㤰㌹㥣㠷ㄴ㐲㈶挲㤶〹㈱ㅣ慤敤㐱㐸〵捣㐲㐸㤸㡢㌴ㄹ㥡㐹〸㤷㔱㥢〷搱㌲㈱㔳ㄱ戶搳㑥㐸㠴ㄹ敡㤹户搲搹愱㠱づ㔱㍡㑣㠳㠳㄰㌲ㅦ㕡㤲㤰㤹㤶㌰ぢ㈱愷㌱㉣挶戰㔳攱㈰㠴挴愹㠱㄰㜹㈷搵慦ㄷ㜹㔵㄰づ摥㠴捣㠶㐷挶㠴㔴挳㔹㈷愴㤱昳㤰㐲㐸つ㙣㤹㄰㔲ぢ㍦て㐲收挰㉣㠴㉣攴㈲搵㐱㌳〹攱㌲㙡㑤㄰㉤ㄳ㌲ㄷ㘱㍢敤㠴㉣㘶㠶搳㤹㜷㥥戳挳ㄹ㜴㌸㤳づㄱ㌸〸㈱㘷㐱㑢ㄲㄲ戵㠴㔹〸㌹㥢㘱㑢ㄸ戶〸づ㐲挸㌹搰㤲㕦㈴㑢愱㔸㌷ㄳ㡥〰昷㘶㘵㌱㍣㌲㘶攵㜴㌸敢慣㉣攳㡣愴戰㜲〶㙣㤹戰挲㘱收ㅥ慣㥣つ戳戰㜲㉥㤷㜲〹㌴㤳ㄵ㉥愸戶〲愲㘵㔶㤶㈲㙣愷㥤㤵㤵捣㜰ㅥ昳㉥㜳㜶㌸㥦づㄷ搰㘱㌹ㅣ㠴㤵ぢ愱㈵㔹㔹㘱〹戳戰㜲ㄱ挳㉥㘶搸愵㜰㄰㔶㉥㠱㤶㘴攵㔲㈸㔶㔶㌸摥摣㥢㤵换攱㤱㌱㉢慢攰慣戳㜲ㄹ㘷㈴㠵㤵㉢㘰换㠴ㄵづ㙡昷㘰攵㙡㤸㠵㤵㔵㕣捡搵搰㑣㔶戸愰摡㤵㄰㉤戳戲ㄶ㘱㍢敤慣㕣挵っ㔷㌳敦㍡㘷㠷搵㜴㔸㐳㠷昵㜰㄰㔶搶㐲㑢戲戲挱ㄲ㘶㘱㘵ㅤ挳搶㌳散㘶㌸〸㉢㝦愶㠶㥤搷㌵昸㙢㈵㠴〳摢扤〹戹ㄵㅥㄹㄳ㜲ㅢ㥣㜵㐲㌶㜰ㅥ㔲〸搹っ㕢㈶㠴㜰昴扣〷㈱㜷挰㉣㠴㕣挷㐵扡ㄳ㥡㐹〸㤷㔱扢〱愲㘵㐲戶㈰㙣愷㥤㤰㡤捣戰㠹㜹户㍡㍢摣㐸㠷㥢攸戰つづ㐲挸捤搰㤲㠴摣㙢〹戳㄰㜲ぢ挳㙥㘵㔸㌳ㅣ㠴㤰摢愸㠱㤰捤昸㙢㈵㘴㈷ㅣ扣〹㜹ㄸㅥㄹㄳ昲〸㥣㜵㐲㙥攷㍣愴㄰戲ぢ戶㑣〸㜹っ㝥ㅥ㠴晣ㄵ㘶㈱攴づ㉥搲攳搰㑣㐲戸㡣摡㕤㄰㉤ㄳ昲㈴挲㜶摡〹搹挲っ㕢㤹昷㈹㘷㠷㙤㜴戸㥢づ扢攱㈰㠴摣〳㉤㐹挸戳㤶㌰ぢ㈱昷㌲㙣㍢挳㕥㠱㠳㄰㜲ㅦ㌵㄰㜲㍦晥㕡〹攱㘰㝣㙦㐲㕥㠵㐷挶㠴扣〶㘷㥤㤰〷㌸て㈹㠴扣づ㕢㈶㠴㜰挴扦〷㈱㙦挱㉣㠴㍣挸㐵㝡ㅢ㥡㐹〸㤷㔱摢〱搱㌲㈱敦㈲㙣愷㥤㤰㘶㘶搸挹扣敦㌹㍢㍣㑣㠷㐷攸昰㍥ㅣ㠴㤰㕤搰㤲㠴㝣㘸〹戳㄰昲㈸挳ㅥ㘳搸ㅥ㌸〸㈱㝦愵〶㐲ㅥ挷㕦㉢㈱ㅣ敤敦㑤挸㤷昰挸㤸㤰慦攰慣ㄳ昲〴攷㈱㠵㤰慦㘱换㠴㄰㍥㔲攰㐱挸户㌰ぢ㈱㑦㜱㤱扥㠳㘶ㄲ挲㘵搴㥥㠶㘸㤹㤰敦ㄱ戶搳㑥挸㌳捣昰㉣昳晥攰散昰ㅣㅤ㥥愷挳㡦㜰㄰㐲㕥㠰㤶㈴攴ㄷ㑢㤸㠵㤰ㄷㄹ昶ㄲ挳昲㜰ㄱ㔸〸昹ㅢ㌵㄰昲㜷晣戵ㄲ挲攷〸扣〹昱挳㈳㘳㐲摡挱㔹㈷攴㘵捥㐳ち㈱昹戰㘵㐲〸ㅦ㔶昰㈰愴〰㘶㈱攴ㅦ㕣愴㐲㘸㈶㈱㕣㐶敤㌵㠸㤶〹改㠸㌰〷㐲㕥㘷㠶㌷㤸户㤳戳挳㥢㜴㜸㡢づ㥤攱㈰㠴扣つ㉤㐹挸㍥㤶㌰ぢ㈱敦㌰散㕤㠶〵攰㈰㠴扣㐷つ㠴扣㡦扦㔶㐲昸㠴㠲㌷㈱㍤攰㤱㌱㈱〷挱㔹㈷攴〳捥㐳ち㈱挵戰㘵㐲〸ㅦ㠳昰㈰愴㈷捣㐲挸㠷㕣愴㐳愱㤹㠴㜰ㄹ戵㡦㈱㕡㈶攴㜰㠴㌹㄰昲〹㌳㝣捡扣扤㥣ㅤ㍥愳挳扦攸搰ㅢづ㐲挸攷搰㤲㠴昴戵㠴㔹〸昹㠲㘱㝢ㄸ㌶〴づ㐲挸扦愹㠱㤰㉦昱搷㑡〸ㅦ㠱昰㈶㘴㈸㍣㌲㈶㘴ㄸ㥣㜵㐲扥攲㍣愴㄰㌲ㅣ戶㑣〸攱㜳ㄶㅥ㠴㡣㠴㔹〸昹㠶㡢㜴っ㌴㤳㄰㉥愳昶㉤㐴换㠴㡣㐶㤸〳㈱摦㌱挳㝦㤹户搴搹攱㝢㍡晣㐰㠷㌲㌸〸㈱㍦㐲㑢ㄲ㌲捥ㄲ㘶㈱攴㈷㠶晤捣戰挹㜰㄰㐲㝥愱〶㐲戲攸㘶㌹㘷攷挳ㄵ摥㠴㑣㠵㐷挶㠴㔴挲㔹㈷㠴㜷敥㔲〹㤹〶㕢㈶㠴昰〹づて㐲㘶挲㉣㠴戴㐱〵㜵㍣㌴㤳㄰㉥愳㤶㡢摥㤶〹㌹ㄱ㘱づ㠴昸㌸搳㙤㤹昷㈴㘷㠷㍣㍡昰㠵摡敡㘴㌸散〲㤶㥡ㅦ㕡㤲㤰㉡㑢ㄸ晡捤㝢㉦敤搰搶昲㈱㔴ㅤㅣ㠴㤰昶搴㐰㐸〷扡㔹〸攱㘳ㅢ摥㠴捣㠵㐷挶㠴捣㠳戳㑥㐸〱攷愱㔹㡡ㄹ㔷攳㈳戰㘵㐲〸㥦つ昱㈰㈴ち戳㄰戲ㄷㄷ㘹㍥㌴㤳㄰㉥愳搶〹愲㘵㐲㘲〸㜳㈰愴㌳㌳㜴㘱摥戸戳挳摥㜴搸㠷づ〹㌸散挲攲㘹㕤愱㈵〹㔹㘸〹㐳扦㐹㐸㌷戴戵敥㄰㙡〹ㅣ㠴㤰㝤愹㠱㤰晤攸㘶㈱㠴捦㠵㜸ㄳ戲ㄴㅥㄹㄳ戲っ捥㍡㈱晢㜳ㅥ㥡愵㤸㐱挸㜲搸㌲㈱㠴て㥦㜸㄰戲〲㘶㈱攴㐰㉥搲㑡㘸㈶㈱㕣㐶慤〸愲㘵㐲捥㐷㤸〳㈱㍤㤸攱㈰收扤挰搹愱㤸づ〷搳攱㐲㌸散挲攲㘹㠷㐰㑢ㄲ㜲㠹㈵っ晤㈶㈱㍤搱搶づ㠵㔰慢攱㈰㠴ㅣ㐶つ㠴ㅣ㑥㌷ぢ㈱㝣攲挴㥢㤰戵昰挸㤸㤰㜵㜰搶〹改挵㜹㘸㤶㘲〶㈱敢㘱换㠴㄰㍥搶攲㐱挸〶㤸㠵㤰㈳戸㐸搷㐲㌳〹攱㌲㙡㝤㈱㕡㈶攴㝡㠴㌹㄰搲㡦ㄹ㑡㤸昷〶㘷㠷晥㜴ㄸ㐰㠷㡤㜰搸㠵挵搳〶㐲㑢ㄲ㜲㤳㈵っ晤㈶㈱㠳搰搶〶㐳愸㍢攱㈰㠴ㅣ㐹つ㠴っ愱㥢㠵㄰㍥换攲㑤挸ㄶ㜸㘴㑣挸㔶㌸敢㠴ㅣ挵㜹㘸㤶㘲〶㈱摢㘰换㠴㄰㍥㌰攳㐱挸扤㌰ぢ㈱挳戸㐸摢愱㤹㠴㜰ㄹ戵ㄱ㄰㉤ㄳ㜲㍦挲ㅣ〸㌹㥡ㄹ㐶㌲敦〳捥づ挷搰㘱ㄴㅤ晥〷づ扢戰㜸摡㘸㘸㐹㐲㜶㔸挲搰㙦ㄲ㔲㡡戶㔶〶愱ㅥ㠷㠳㄰㌲㠶ㅡ〸ㄹ㑢㌷ぢ㈱㝣㑡挶㥢㤰㈷攱㤱㌱㈱㑦挱㔹㈷㘴ㅣ攷愱㔹㡡ㄹ㠴散㠶㉤ㄳ㐲昸㈸㡥〷㈱捦挲㉣㠴㤴㜳㤱㥥㠳㘶ㄲ挲㘵搴㈶㐰戴㑣挸ぢ〸㜳㈰㘴㈲㌳㑣㘲摥ㄷ㥤ㅤ㡥愳㐳〵ㅤ㕥㠲挳㉥㉣㥥㌶ㄹ㕡㤲㤰㤷㉤㘱攸㌷〹㤹㠲戶㌶ㄵ㐲扤つ〷㈱愴㤲ㅡ〸㤹㐶㌷ぢ㈱㝣晥挶㥢㤰㜷攱㤱㌱㈱敦挱㔹㈷㘴㍡攷愱㔹㡡ㄹ㠴扣て㕢㈶㠴昰㈱ㅦて㐲㍥㠴㔹〸㤹挹㐵晡〸㥡㐹〸㤷㔱㍢〱愲㘵㐲㍥㐱㤸〳㈱㈷㌲挳㐹捣晢愹戳挳挹㜴㤸㐵㠷捦攰戰ぢ㡢愷㥤〲㉤㐹挸ㄷ㤶㌰昴㥢㠴㔴愱慤㥤ち愱扥㠳㠳㄰ㄲ愴〶㐲㘶搳捤㐲〸㥦散昱㈶攴㝢㜸㘴㑣挸て㜰搶〹愹收㍣㌴㑢㌱㠳㤰ㅦ㘱换㠴㄰㍥㍥攴㐱挸㉦㌰ぢ㈱㈱㉥㔲ㄶづ㜵㑤㐲戸㡣摡ㅣ㠸㤶〹挹㐶㤸〳㈱㜵捣㄰㘶摥㌶捥づ㜳改㌰㡦づ㌹㜰搸㠵挵搳㈲搰㤲㠴戴戵㠴愱摦㈴愴ㅥ㙤慤〱㈲㜷㉦㌸㘴昶〴ち㠷挹ㄵ㕡ㅥぢ攲昰挹昸㕥戵㔳昸㙢ㅣ㠹愶ち㡣㔰㑦戰敢㡦㌰㍥㌱㐷㝦㑥㈰晤戵搶愹㍦㔰㠲㠷㙢㘴ㄱ㑥㥡㜵〰㤶㉣ㅤ㠳㔴㕦㘳搹攲昴晣㙤捦ㄱ昸㜳㉦晢攱㤷㕦㌲慢愲㔰愵敤〲扥㑡戵慡㉡㉢㡦㌵㐱ㄲ愸攳㠸敡㡥㘸㝡っ搳㑤ㅢ㔲捦㑣㥤㝥ㅤ㙢挸昱愳扤㈲晣捤㈲愷㐱㡡愹愳㜵攷㘳敤㔰㥤㔱㡤㌹戴搳愸ㄹ㌳㤲扢て㝡㕢ㅣ敡㠹〰㍣㉢挴㐱㥦㤵㠹愶〸〶摡戲挹搷㠲敡㉤㡥㌷搴捤㤸扤㘸㉣〷て㐵愵扦ㄱ㌸ㄹ㝢て㔲戵敢㥣昶〶㘶〹愳愵ぢ收㈶昷㘲㠰敢ㅡ㥦㡡㈷㘳㌸昹攲㤸挵捥㤳挲搵戱㘸㍣㕡㥢挰㉦挹㌴挴〳㝣㈷㌷摥㤹搳㙦㔴敥㠵挸攸㔸㤳ぢ㤶搳挰㥦摢ㄱ㡡晣昳ㅡ愲ぢㅢ㘴㙥㜲攳㝣㌵戹攰搵戶㉤换昰㔹〲㤹づ〲㜸㠵㕤㌱愳㥣ち扢㤹㡤敥㘶㘳㕦愳㔱戰ㅦㅡ㡣昲㠹攷敦㈸ち昷㐷㘶㔶昱㌵㘲〱昶㉡ㅤ㕤㤵晡㑢㐲扥〵攸捥㐷户㡣㘶㥤㡡户㜸晢ㄶ愲愷〳㝡㉣㐳扦ぢて㌰戲㘸㡢㘰搴㡡㤰㑦ぢ㐰愸〰晡戹㉢昱慢㜳㠱ㅢ㔷㜵搶㤲㔵㔶ㄵ愱挹搵㔶㍢〳㌱敡㈰戴〴愲㌳愹挱㠹㡥敡㘰㐸慥㔶㙡㈹㐲㐹㈶㍡昱㐲〳戸㤰っ戵〴㍤㈴㈴ㄵ搰㐳ㄸ㡡愹戰愷搹㌸搴㙣ㅣ㘶㌴ちづ㐷愳㜵〰敤㠵捣慣愲ㄱ㔰㡤昰㘹㐴慣戰户搹扦㥣㕤㍤改㜱〸㠴敡㠳㝥ㅤ愲㈶㉣㐹㉡㐴㝤㘱ㄳ㠸㔶㈲㐶㤵㐰ㄳ㠸捥愳㠶㔸攸㔹㙡〰愴㐰戴〰攱㜶㠸ㄲ㡥㄰つ㘴㈸愶挲㐱㘶㘳戰搹㌸搲㘸ㄴっ㐱愳㜵㈰㍡ち㤹㔹㈵ㅤ愲愱㘶晦愵㠴㠸慦㝡搵㝡㐳愸攱攸搷㈱慡户㐱㌴〲㌶㠱攸ち㠲㌲ㄲ㥡㐰㜴愵ㄵ愲㔱攸ㄵ㠸收㍡㐲㔴攷〸搱㘸〴㜱㉡㉣㌵ㅢ㘵㘶㘳㡣搱㈸ㄸ㡢㐶敢㐰㌴づ㤹㔹㈵ㅤ愲昱㘶晦㝡㐲㌴㠰ㅥ㝣㔸㐳ㅤ㡢㝥ㅤ愲愰つ愲〹戰〹㐴搷ㄲ㤴㐹搰〴愲敢慣㄰㔵愰㔷㈰㍡挵ㄱ愲㤳ㅤ㈱㥡㡣㈰㑥㠵㔳捣挶㔴戳㔱㘹㌴ち愶愱搱㍡㄰㑤㐷㘶㔶㐹㠷㘸㠶搹㝦㌳㈱㍡㡡ㅥ㐳㈰搴昱攸搷㈱㥡㙥㠳攸〴搸〴愲捤〴攵㈴㘸〲搱敤㔶㠸㘶愱㔷㈰㥡㙡㠱挸㜷〷㕣㕣扦㉤搴㘴㐷摣㑥㐱㈶㑥㠵㔵㘶攳㔴戳ㄱ㌴ㅡ〵戳搱㘸ㅤ摣慡㤱㤹㔵搲㜱慢㌱晢户ㄱ户㤱昴㌸ㅡ㐲搵愲㕦挷慤摣㠶摢ㅣ搸〴户敤㐴㉡っ㑤㜰扢捦㡡摢㍣昴ち㙥㘳㉤戸㘹挴㑤昶攱㘵㡥㄰㐵㄰挴愹戰摥㙣㌴㤸㡤愸搱㈸㤸㡦㐶敢㐰㜴ㅡ㌲戳㑡㍡㐴㌱戳扦㤹㄰昱㙤慥㕡ㄹ㠴㑡愰㕦㠷㘸㠴つ愲㐶搸〴愲㕤〴㘵㈱㌴㠱攸㔱㙡㠸㠵㥥愵㥡㈰〵愲愱㔶㠸㤲㕦㜳㐳ㅣ㈱㕡捣㔰㑣㠵愷㥢㡤㌳捣挶㤹㐶愳攰㉣㌴㕡〷愲戳㤱㤹㔵搲㈱㕡㘲昶敦㈶㐴ㄳ攸㜱㉣㠴㕡㡡㝥ㅤ愲ㄲㅢ㐴换㘰ㄳ㠸㥥㈳㈸攷㐲ㄳ㠸㥥户㐲戴〲扤〲㔱ㅦ㐷㠸㝡㍢㐲戴ㄲ㐱㥣ち捦㌳ㅢ攷㥢㡤ぢ㡣㐶挱㠵㘸戴づ㐴ㄷ㈱㌳慢愴㐳㜴戱搹晦ち㈱攲㕢㕡戵挹㄰敡㔲昴敢㄰ㅤ㙣㠳攸㌲搸〴愲搷〹捡㉡㘸〲搱ㅢ㔶㠸慥㐴慦㐰搴挳ㄱ愲㠰㈳㐴㔷㈱㠸㔳攱搵㘶㘳戵搹㔸㘳㌴ち搶愲搱㍡㄰慤㐳㘶㔶㐹㠷㘸扤搹晦㍥㈱㥡㐹㡦ㄹ㄰敡ㅡ昴敢㄰㜵戳㐱戴〱㌶㠱攸㈳㠲㜲ㅤ㌴㠱攸㘳㉢㐴㌷愰㔷㈰摡摢ㄱ愲捥㡥㄰㙤㐴㄰愷挲㑤㘶攳㐶戳㜱㤳搱㈸戸ㄹ㡤搶㠱攸ㄶ㘴㘶㤵㜴㠸㙥㌵晢昷㄰愲㔹昴攰㥢㕦搵㘶昴敢㄰戵户㐱㜴㍢㙣〲搱搷〴攵づ㘸〲搱㌷㔶㠸敥㐲慦㐰攴㜷㠴㈸捦ㄱ愲㉤〸攲㔴戸搵㙣㙣㌳ㅢ㜷ㅢ㡤㠲㝢搰㘸ㅤ㠸敥㐵㘶㔶㐹㠷㘸扢搹晦㈳㈱慡愶挷㙣〸㜵㍦晡㜵㠸㤴つ愲〷㘰ㄳ㠸戲㜲攱昹㈰㌴㠱㠸扦挳挹〶昴㉣戵〳㔲㈰晡昹㝢换㈱㜷昲ㅢ敤㐷昴摡捦㑡㥡ㄹ㡡愹㜰愷搹㜸搸㙣㍣㘲㌴ち㜶愱搱㍡㄰㍤㡡捣慣㤲づ搱㘳㘶㝦ㅥㄶ㔰㝥敥㔰攳ㅢ㕤搵攳攸搷㈱晡〶㑢㤳㝡㔶昲〴㙣〲㔱㍥㐱㜹ち㥡㐰搴摥ち搱搳攸ㄵ㠸扥戴㐲㤴晣㐶摢攳〸搱㌳〸攲㔴昸慣搹㜸捥㙣㍣㙦㌴ち㕥㐰愳㜵㈰㝡ㄱ㤹㔹㈵ㅤ愲㤷捣晥捥㠴㈸㑡て扥挴㔵晤ㅤ晤㍡㐴ㅦ摢㈰㝡ㄹ㌶㠱愸㉢㐱昹〷㌴㠱愸㥢ㄵ愲搷搰㉢㄰晤搳ち㔱㜲㉤㝡摦ㄱ愲搷ㄱ挴愹昰つ戳昱愶搹㜸换㘸ㄴ扣㡤㐶敢㐰昴づ㌲戳㑡㍡㐴敦㥡晤〱㐲挴㔷慡㙡㝣㘱慢㝡ㅦ晤㍡㐴㙦搸㈰晡〰㌶㠱愸㤸愰㝣〸㑤㈰㍡搸ち搱挷攸ㄵ㠸㕥㜵㠴攸ㄵ㐷㠸㍥㐱㄰愷挲㑦捤挶㘷㘶攳㕦㐶愳攰㜳㌴㕡〷愲㉦㤰㤹㔵搲㈱摡㘳昶昷㈶㐴愷搳㘳㌱㠴晡ㄲ晤㍡㐴捦摢㈰晡ち㌶㠱愸ㅦ㐱昹〶㥡㐰㔴㘲㠵攸㕢昴ち㐴捦㔸㈱㑡㙥㘸扢ㅤ㈱晡づ㐱㥣ち晦㙢㌶扥㌷ㅢ㍦ㄸ㡤㠲ㅦ搱㘸ㅤ㠸㝥㐲㘶㔶㐹㠷攸㘷戳㝦〸㈱㍡㠷ㅥ㑢㈰攴扤㐸㍡㐴㡦摡㈰㔲搸戳ぢ㐴挳〹㡡㡣㌰㘱摣〸㉢㐴戹昰ㄱ㠸ㅥ㜶㠴愸搹ㄱ㈲ㅦ㠲㌸ㄵ㜲㜴㠹㌴昲捣㠶㘶㌴ち㌸㤲愴㜵㈰㙡㠷捣㑥㄰攵㥢晤㘵㠴㘸〵收㑢攳扢㔷ㄵ〷愵攸㄰摤㘷㠳愸〰㌶㠱㘸㍣㐱搹ぢ㥡慣㐵攵㔶㠸㍡愱㔷㈰扡挷ち㔱㜲㕦戴捤ㄱ愲捥〸攲㔴搸挵㙣㜰㜰㠷昴散㘳㌴ち扡愲搱㍡㄰㜱㐴㠸ㄳ㐴ㅣ㈴㈲晤㤳〹ㄱ摦㠴慡昱㍤慢㙡㍦昴敢㄰摤㙥㠳㘸㝦搸〴愲㘹〴㐵㐶㘱㌰㙥扡ㄵ愲㈲昸〸㐴户㕡㈱㑡㙥㘸㌷㍢㐲挴搱ㄷ㥣ち㌹〲㐳ㅡ挵㘶攳㘰愳㔱㜰〸ㅡ慤〳ㄱ挷㘸㌸㐱㜴愸搹㝦㌲㈱㕡㠵昹搲㉥㠷㔰ㅣ戸愱㐳㜴㥤つ愲㕥戰〹㐴愷ㄲㄴㄹㄷ挱戸愰ㄵ愲扥昰ㄱ㠸慥㜱㠴㘸扤㈳㐴晤㄰挴愹戰挴㙣㜰〰㠴昴っ㌰ㅡ〵〳搱㘸ㅤ㠸〶㈱戳ㄳ㐴ㅣ㐸㈱晤㜵㠴㘸つ㘶㐷㕢つ愱㠶愰㕦㠷攸㑡ㅢ㐴ㅣ晤㈰㄰㐵〸㡡㡣㔴㘰㕣扤ㄵ愲ㄱ昰ㄱ㠸㉥㜷㠴攸㔲㐷㠸㌸㐲㠱㔳㈱㐷㈹㐸攳ㄸ戳㌱捡㘸ㄴ㜰㐴㐲敢㐰挴㜱っ㑥㄰㤵㤹晤〹㐲戴〱昳愵㕤〳愱挶愲㕦㠷攸㍣ㅢ㐴ㅣ㡦㈰㄰㉤㈲㈸攵搰㘴㕦搴㘴㠵㘸〲㝡〵愲㍦㔹㈱㑡敥㡢㤶㍢㐲㌴ㄱ㐱㥣ち㌹㙥㐰ㅡㅣ㈴㈰㡤ち愳㔱㌰ㄹ㡤搶㠱㘸ち㌲㍢㐱挴挱〶搲扦㠴㄰㙤挲散㘸ㅢ㈱搴㌴昴敢㄰㥤㘹㠳㘸㍡㙣〲搱㜲㠲㈲㜷昳ㄹ㜷慥ㄵ㈲摥捤ㄷ㠸ㄶ㕢㈱㑡敥㡢ㄶ㌹㐲挴扢昸㥣ち㜹㈷㕦ㅡ㈷㥢㡤㔹㐶愳㠰㜷敤㕢〷㈲摥敢㜷㠲攸㔴戳晦㐲㐲㜴ㅢ收㑢扢ㄵ㐲㜱〰㠰づ搱㘹㌶㠸㜸捦㕥㈰扡㤴愰攸昷搷ㄱ㜷㤹ㄵ㈲摥㕦ㄷ㠸ㅡ慣㄰㈵搷愲㠸㈳㐴㜵〸攲㔴ㄸ㌶ㅢ扣㤱㉥㍤昳㡣㐶㐱〴㡤搶㠱㠸㜷摦㥤㈰攲つ㜹改㕦㑤㠸昸㘲㔲敤㑥〸㌵ㅦ晤戲昹慣㐳扦㌹ㄵ㥥㠶㕥晣挷㘳㜴攸㙤摦㐶㉤㠲㔲㑣晤㈹㡡摤ㄴ㑦㐳愸㔳㠱挰㙢㜸〱愹敤搷改慡っ㠳敤挷て捦㐰㈶㝢扤㌳搱㡢晦㜸㝥㑤慦户ㅣ㑡㌱昵戴㝡㈷戸搵㍢摥㌰搸㝥㐴㜰㈵㌲搹敢㥤㠷㕥晣挷㙡愲搷扢ㄴ㑡戱㐳扤愹㙥昵愶ㄸ〶摢慦敦㕤㠱㑣昶㝡㔷愲ㄷ晦〱扣㕥㙦㍤㤴㘲㠷㝡ㄳ摣敡ㅤ㙢ㄸ㙣扦㘲㜷㉤㌲搹敢㕤㠷㕥晣挷㐳㕥㝡扤㥢愱ㄴ㍢搴㉢㜳慢㔷㙡ㄸ㙣扦〶户ㄹ㤹愴摥㐳挸㙣㑥㠵扣挷㠱晦㜸扡㑡慦户つ㑡㌱昵㌴晥㐶戸搵ㅢ㙥ㄸ㝡㍣昲㐴昱ㄷ㑦捣㥤㜸㜷昹㥢㉦㝦戶散㥦㥡摡㡥㑣昶㝡扣㌷㠰晦㜸㘶㑡慦搷っ愵搸愱摥㘰户㝡㠳っ㠳敤昷挷㜶㈱㤳ㅤ㑦㕥㘸挷㝦慣昵㝡扤摤㔰㡡ㅤ敡昵㜵慢搷挷㌰搸㝥戸敢㌹㘴戲搷㝢ㅥ扤昸㡦㐷㤰昴㝡慦㐰㈹㜶愸㜷愸㕢扤㥥㠶挱昶〳㔸慦㈳㤳扤摥ㅢ攸挵㝦㍣晢愳搷㝢ㅦ㑡戱㐳扤㈲户㝡〱挳㘰晢㈱愹㡦㤰挹㕥敦㘳昴攲㍦㥥攸搱敢敤㠱㔲散㔰慦扢㕢扤㙥㠶挱昶ぢ㑣㕦㈳㤳扤摥㌷攸挵㝦㍣㑡愳搷晢ㄱ㑡戱㐳扤㑥㙥昵㍡ㅡ〶摢㑦ㄷ挹ㄵ㍥㘶㑡搹ㅥ㜸愵㑦敡敤搱敢昱挲㤸㔳扤㝣户㝡敤っ㠳敤愷㝦昲㤱挹扥㝣扣㙣㈶昵扥搵敢昱㉡㤳㔳扤㕣户㝡㌹㠶挱昶㥢㌹㕤捤㝡㈹换挷㙢㔰㔲敦㘷扤ㅥ㉦搹㌸搵晢昹扦㉥摦て㍦ㄹ〶摢㡦捤挸㠵ㅣㅢ㥥扣愰㈳昵㜲㌱㜸〵摦㐷扤㕤敡㝤敢㔶敦㍦㠶挱昶㘳㉤㜲㔵㠴昵㔲扥晦㜸㜵㐴敡攵敢昵㠶戸搴摢攳㔶敦ぢ挳㘰晢㤵ㄳ戹挴㘰慢挷㑢つ㔲慦㤳㕥㡦㘷收㑥㜸㝥散㔶敦㈳挳㘰晢㜹㄰㌹㕦户攱挹昳㜶愹搷㕤慦挷搳㕣愷㝡敦扡搵㝢挷㌰搸㝥㕥㐳㑥㝥㙤换挷㤳㘰愹㔷愴搷攳㌹愳㔳扤搷摣敡扤㙡ㄸ㙣扦㑢㈱㘷㤲戶㝡㍣愳㤴㝡㠷敡昵㜸〲收㔴敦㈵户㝡㉦ㅡ〶摢て㍡㐴㤰挹扥晤昱昴㑣敡昵搵敢昱㙣挶愹摥搳㙥昵㜶ㅢ〶摢㉦㈱㉣㌲敢愵㙣㝦㍣搷㤱㝡㠳昵㝡㍣㌵㜰慡昷㤸㕢扤㐷つ㠳敤㈷〴攴㠴挱㠶㈷㑦ㅣ愴摥〸扤ㅥ㡦戳㥤敡敤㜰慢昷㤰㘱戰扤㝢㕦㡥扥㙤敢㈷㡦挲愵㕥㤹㕥㙦戵㑢扤敤㙥昵敥㌵っ改㉦慤㉦㌴㌷昳㕣ㅥ搹ㅥ敥晥㝡㜴晤敤㥡ㄸ戱ㄷ㡡换㑢㘴ぢ㌰㡦戹戵ㅣ㘳搸慥㤶〳昹㐲昲㡡㑦㜹㉦㜹㐴〶攸攵攳㐵㥢戱㜹愱搸㐴扣㌶ㄶ慦搷慣っㅢ㍦㐹㕥㡥搷挹昲㌵㠸收ぢㅥ㌵搱㌸㍡搴㔷㕢ㄱ挳ㅢㅦ摢搶㤶挷昱㜲摡㥡㍣晣㥡㝤㈲ㄱ㡡㌵晣ㄱ㐶戹攲㝡㘹づ挶ㅥ㘳搲摦扦改㌸㕡㤱挳㄰搳㕦〸㘹㜹〳敦慦㜸㤸㙦㘰捥收晢㌹㝦摢ㄸ㔷ㄹ㕥㥤慤敥〶慦㜲㕢散搳晥摤㘴ㅣㅦ摥昹㠹㥦搳挵㕡攲㔷㌲扦ち〳〳挵㔷〴㥥㡦〱捤愴摡㠸摦攲ㄸ㕦攱ㅥ捦ㄳ〴㑢晣ㅤ㡥昱㔳摤攳㜹挰㙦㠹摦散ㄸ㍦摤㍤㝥㝢㙡晣㉤㡥昱挷扢挶ㄷ㥡扢つ挵㈳㜳换㡣摣攸㤸攸㈴搷㐴㡡㐷摡㤶昸ㅢㅣ攳㑦㜱㡦攷㤱戳㈵晥㕡挷昸愰㝢㍣㡦㠴㉤昱㝦㜶㡣慦㜱㡦攷㤱慤㈵㝥慤㘳晣ㅣ昷㜸ㅥ愹㕡攲慦㜶㡣㥦敢ㅥ捦㈳㑦㑢晣ㄵ㡥昱昵敥昱㍣㤲戴挴㕦收ㄸ㍦摦㍤㥥㐷㠶㤶昸㡢ㅤ攳攳敥昱㍣搲戳挴㕦攰ㄸ扦挰㍤㥥㐷㙥㤶昸㤵㡥昱㑤敥昱㍣ㄲ戳挴㥦敢ㄸ㝦㠶㝢㍣㡦慣㉣昱㑢ㅤ攳捦㜶㡦攷㤱㤲㈵晥㙣挷昸愵敥昱㍣昲戱挴㥦攱ㄸ㝦慥㝢㍣㡦㘴㉣昱㑤㡥昱㉢摤攳㜹㘴㘲㠹㕦攰ㄸ㝦㠱㝢㍣㡦㌴㉣昱㜱挷昸㡢摤攳㜹攴㘰㠹㥦敦ㄸ㝦㤹㝢㍣㡦〴㉣昱昵㡥昱㔷戸挶攷昲㍢㈲攳㉦㉢ㅥ攱晤挶㘷ㅢ慥㐲ㅤ挵㉦ㄴㄶ搴慥愶挶慦〷搱㔶㔳攳捥㕥戴㌵搴戸敢ㄶ㙤㉤㌵敥㝦㐵㕢㐷㡤㝢㔳搱搶㔳攳扥㔱戴㍦㔳攳㥥㑥戴㙢愸㜱扦㈵摡〶㙡摣ぢ㠹㜶㉤㌵敥㔳㐴扢㡥ㅡ昷㄰愲㕤㑦㡤摢扢㘸㌷㔰攳搶㉢摡㐶㙡摣ㄶ㐵摢㐴㡤㕢㤶㘸㌷㔲攳㜶㈲摡㑤搴戸搶㡢㜶㌳㌵慥挳愲摤㐲㡤㙢愴㘸户㔲攳晡㈵摡㙤搴戸戶㠸戶㤹ㅡ戹ㄷ敤㜶㙡㘴㔲戴扦㔰ㄳ㔰挱㐹捡㔹㥡ㄲ㜰㙤扤〲戲慤㔷挰戶昵ち攸戶㕥〱㥦扤收㤷㈷摡㜸〷ㄹ㘷挴搶㉢㘴戰搷㍣戰ㄴ㕦㈱挵搶㉢攴搸㝡㠵㈴㕢慦㤰㘵敢ㄵ搲搸㥢㌲㘷㐲㥥捤㔷㐸戴昹ち㤹戶㕥㈱搵㤶㐱挸戵昵ち挹戶っ㐲戶捤㔷㐸户昵ち昹戶㕥㔹〹㙣㜹㘵㘵戰昹捡㑡㤱敥摢敥㝦〱搸慤㌷〱"]
[null,null,null,null,null,"Decisioneering:7.0.0.0"]
[null,null,null,null,null,"CB_Block_7.0.0.0:7"]
[null,null,null,null,null,"㜸〱捤㝤〹㝣ㄳ㘵晡㝦摦搲㠶㑥㈸戴ち㉡㠷㐷㉡ㄵ㔰慥㜲㠳㠰〸慤㐰攵愶ㅣ摥㌵戴㈹つ愴つ㈶㈹㔰昰〰〴ㄱ㐵挵〳攵ㄲ㐴㐴ㄱてㄴ㔱㔰搷戵㈸ㅥ扢攲㝡敥敡㝡慣ㄷ扢㥥扢戲ㅥ慢慢慣晥扦摦㘷㘶挲㈴㌳㤳收攷摦㝥㍥〶昲昴㝤摥攷晢㍣敦捣昷㍢㌳㤹㑣摥㐹㌲㔴㐶㐶挶捦㜸昰㉦ㅦ㔹㙣ㅣ㕢㔶ㅦ㡤〵㙡㝡ㄴ㠷㐳愱㐰㐵㉣ㄸ慥㡤昶ㄸㅥ㠹昸敢挷〶愳戱㘶〰㜸捡㠳㠸㐷戳换愳挱〵㠱㥣昲戹㠱㐸ㄴ愰散㡣㡣㥣ㅣ㉤ㄳ昱㜶挶㌳摦㜴㌴㘶㘹㔹㌴㐰㘵㘸ㅥ㥡收㌴㌹㌴ㅡ㡤㤷愶〵㑤㉥㑤㑢㥡㔶㌴㜹㌴昹㌴㐷搰ㅣ㐹搳㥡愶つ捤㔱㌴㐷搳ㅣ㐳搳㤶㠶攳㙢敤㘹㍡挰攴ㅥぢ㔳㔶㍣㘲挲㡣㔹㔸㥢戲㔸㌸ㄲ攸收㥢愶㉦昳搰〱㍤晡昴攸㔵㔴搴扦㐷㔱㌷㕦㜱㕤㈸㔶ㄷ〹っ慤つ搴挵㈲晥㔰㌷摦挴扡ㄹ愱㘰挵㤸㐰晤㤴昰散㐰敤搰挰㡣愲㍥㌳晣㝤〷昶敡摢慦㕦搵愰㐱〳㜳㡦㐳攱㜱挵㈳㈶㐶〲㔵搱㕦愹攴昱㉣㌹愱㜸㐴㡦昱㠱搸慦㔴昲〴㤴ㅣ㕦㍣愲㈴㕣攳て搶晥㍡㌵戳愹㘷㥦㤲㐰㐵㤰挲〷〲㤱㘰敤捣ㅥ㔸攸〴㤲攱つ攸㌱ㄲ㙣㔷昸愳戱攲㐰㈸㌴㌹㔰㐵捤㜳㙢㐸㔸㈰ㄲ愸慤〸㐴㕢搵㥣㌱扦㈲㄰㌲挲搱㥣㥡㘹晥挸㜸㝦㑤㈰㡢㡤扣ㅡ㕤戳搲捡㐰㙤㉣ㄸ慢㙦㔹㌳㌵ㅡ㤸散慦㥤ㄹ㈰㈴扢㘶㔴㕤戰㌲㉢㑢㘵㘵㘵㌴敢散戴㌰㈲㑣㡦㤱㤱㡡攲㙡㝦㈴㈶ㅥ㈵敢攵㠴戵㙣ㅤ戲攰〹㡢挵㉤挸㤷㤴㐵㤱捡㠲㌵㘳〲㤱摡㐰㠸㠳㔰扡慥㐹㈰攱㐴㘷㍥㑥㡥戹㌶搴㐵戵㌰昶㌵慥ち㐷搱㝣㌴〵㌰㥥ㄳ㘱㡥ㅣㅢ㡥㐶〳㔱㕦㜷摦攴愹㝤㝣挵㘵㘳㝤扤戵㡥㐴ㄴ挲愸慣户戱敢㕡㉢㜰昷挹㉣昷㘷㤶捦挸㉣慦挸㉣慦捣㉣て㘴㤶㔷㘵㤶捦捣㉣慦捥㉣て㘶㤶捦捡㉣㥦つ㡣昹挸㘹摥㍣搳㜸㠴㈶搴慦扣晢昹㙢㑢慦㝢攴㑦搳摢扣㍥㙡愸攲摥㉡扢㙤㈷㌴戴捥㌰㥥㉥㌰昶㈵㉡搲㑥㈶攲ㄴㄸ愵晥㡣㈵攲㔲摤㤹昹捡㝦愶晤攷㤱攲晢昷摤戶慤扢戶㘶戹攲㝥㉦攵扡ㄱ摣ㅤ挶搳〳挶㕡慥㥦戱㠲㍤㠹㈸㠲㔱敡㈵愳摣昰㝢㈳ㄳ㐳戳晢㡦㝦昲攵㝥晥㡤㉢搶㔴㉢ㅥ㐱愴㕣㙦㠲晢挰㜸晡挲㔸换昵㌶捡昵㈳愲㍦㡣㔲㝦㌰捡㤵㝢摦㕡戱攳㤸愷㑦㕦戶㌸戲昳㥡搱慦戴㔶摣㉥愵摣㐰㠲〷挱㜸㑥㠵㈹ㄸ㕥㕢㕢攷て攱㈸㔷改ㅢ㕢㕣散㉢昳捦挵㤶㉥㙡昴㤷敡㝤戵挱㑣ㄸ〲愳搴搳㐶昵摣㡤晢㑦㍦㘱搰搱㈳户て晤㙣攱搴敦㡥扡㐲昱㈰㈷搵㑦㈳㜸ㄸ㡣攷㜴ㄸ敢挲昶㌵ㄶ㜶㌸ㄱ㈳㘰㤴㝡挲㈸㔷㔱昳㙥昴晤㑦ち㑡㝥昷捤扢㈷㝣㜹㐵㜶愹攲攱㔲捡㤵㄰㝣〶㡣㘷㈴㡣戵㥣扥㜴扤戵㔱㐴㡣㠶㔱㙡户㔱敥敡㡤㕢㝡㝥昶挹ㄷ㘳昶㜴㜸昴昹㝦扣㌸愰㤳攲㠱㔷捡㥤㐹昰ㄸㄸ捦㔸㤸ㄴ敢慥㉦㙣ㅦ㙤ㅣㄳ挶挳㈸昵愰㔱㝤散㝤挷㕥㍣昸慣戶㘳户收摣昶搷昱摢㈶つ㔴摣㈴愵晡㐴㠲㈷挱㜸㈶挳搸ㄷ戶㤷㔶㐶挴ㄴㄸ愵敥㌱捡㥤㝤㑢㥢〷㥦捡挹ㅢ户慥戴挳㤱捦摦昴搳㘵㡡慦つ㔲㙥ㅡ挱搳㘱㍣㘷挱愴㔸㔸㝤户改愷㥤捤㠴㜳㘰㤴摡㙡㔴摦昸昰摡晤昳慥愸ㅤ扢慥摢㤷て户㙢晢㘶〷挵ㄷㅤ愹㝥ㅥ挱攷挳㜸㉥㠰戱㉥慣㕥慥㤷㔶㑥挴㠵㌰㑡㙤㌲捡㉤㝣昵昷扢挶慤㙣㌱㝥挷㤰戱摦散㙦搶戶㠳攲换㤷㤴㥢㐱㜰〵㡣愷ㄲ㈶挵挲づ㌴㌶㠳〰ㄳ慡㘰㤴㕡㙢㔴扦昵㤹㘵愱㠲㐷敢挶㙦晦捦敥ㄳ搷挷摥敦慡昸扡㈸搵慢〹づ挲㜸㘶挱㌴㕡扤㡦挶㐳㠰ㄶ㠲㔱敡㐶愳晡搸慦扢ㅦ搷摦㜳改㤹㑦挴戴搵攷㔶㥤㌶㐱昱〵㔷慡搷ㄲㅣ㠶昱捣㠱㐹㔱㕤摦㝤晢㘸ㄷ㌱㈱〲愳搴㌵㐶昵攰㡦〵㍤㜳昳昳㑦摦扣㝡搷㕦晡㙣㕢㜶愷攲㉢戹㔴㡦ㄱ㕣〷攳㤹ぢ㘳㈵摡㉣㌷㡦㠸昹㌰㑡㉤㌷捡昵㝡攱昳㉦㥥敦昲挹昰㕢扡扦㝦㑢昹㔹〷㍥㔰㍣㈷㤰㜲ぢ〸㕥〸攳戹ㄸ挶㕡捥摣っ㉥㈱攲㔲ㄸ愵ㄶㅢ攵㘶っ㕣㜶㐹昷〱㑦㡦㔹㍦戲晢摦て㍣㜳攷昷㡡㘷ㄷ㔲㙥ㄱ挱㡢㘱㍣㑢㘰慣攵捣㕤攰㜲㈲㤶挲㈸戵搰㈸㔷㝡搷㔳㍤慥扥改戲ㄱㅢ慥摥㌹愱晢搱搵摢ㄵ捦㔳愴摣ㄵ〴㉦㠷昱㕣〹㘳㉤愷ㅦ慢㝡㘹㉢㠸戸ち㐶愹㍡愳摣㜵摤昷㥤㝡晦搲搳捥㝣㝣挴挴愱愵㙦㙣㍥㔷昱㡣㐷捡慤㈴昸ㅡㄸ捦戵㌰搶㜲扤㘴㌳㉡搲慥㈳㘲ㄵ㡣㔲㘱愳摣つ㥤㥥晤扡㕦昰㘰挹㍤晢晡㍣㔷昰昲摥㕤㡡攷㑥㔲敥〶㠲㙦㠴昱摣〴㘳㉤愷ㅦ㑤㡡戴搵㐴摣っ愳㔴搰㈸搷㙣捣昲㡦搶ㅣ晤改愸ㄵぢ摥敦搹㘹挸㥦㑦㔳㍣ぢ㤳㜲㙢〸㕥ぢ攳㔹〷㘳㉤愷㑢搱㐷㕢㑦挴〶ㄸ愵㉡㡣㜲㕢㑥ㅦ戰攵昷敢昷㡥㕦扣慢攱愴ㅤ㐷摦昶㤲㙡㡢戰㤴摢㐸昰㈶ㄸ捦㙤㌰搶㜲扡ㄴ㐵摡㘶㈲㙥㠷㔱敡㝣愳摣晥ㄵ慢慦昹㈱ㄲ㉤摤㌱㘸㙢晤㜵扢㕢㕤愰㜸㘶㈸攵敥㈰㜸㉢㡣攷㑥ㄸ㙢㌹㝤改晡㙡㜷ㄱ戱つ㐶愹改㐶戹捦晡㘷㝣㍥㙡敢攲攲ㅢ捥㉥㌸㘲摤摥戶慢㔴㝢㠴愵摣㜶㠲敦㠱昱摣ぢ㘳㉤㘷扥㑥摣㐷挴晤㌰㑡㑤㌲㔷昶㠲㘳捦㝡㘰搹㠲㌳搷㥥戶敥戵ㄷ㝢㡦㍥㐷昱㙣㔵捡㍤㐰昰㠳㌰㥥㥤㌰㈹昶㌹昳㌸晦㄰ㄳ㜶挱㈸㌵挶愸㝥愸搵㘹慢摢敤㜸攷㡣㕤て敥晡㈶晣搲㌷晤㜳ㅦ㐱㜸㤲㜱扡㔱ㄲ昱捦挳㉢搹攱戳挱摥㍤㡡昸慦昱㤳㘰㥣〳㔷昵慢ㅡ㔰搵慢㔷㘵扦㈲㝦ㅦ㝦戶て㘵搳㍤晢攲㥥㤰㕢㌵㍤㔸㕢ㄹ㥥㈷愷㘳戹㔵㈳㠳愱㔸㈰㈲㑥㕥ㄵ晥攸愷㤴攲户慣㍡㘳㍥㑥挴㉢昴㌳户㌶㔵挵㠱㐸っ愷戰戱晡挳愷㜳挷㡥昰㐷〳㠷摤慥㐶敤ㄱ攱扡摡捡㘸〷攷㘰㔹捣ㅦぢ戴㑦㡥ㅤ㉥㘲㑢㉢挳昹㙤㈰㉡㡢㜴㝣㜲摡㌴㝦愸㉥㌰㝣㝥㔰てㅦ㤷ㄴ挶㤹㙥㜸㠶㝢㜴㘴㈴㜰㔱㍣㙡㕢愲攱㜸敢㌵㔷㙡摢搶㔲て改换攵㉢慥づ㐷〳戵戲㜸㕤㙢㈶〶㉢㘶〷㈲㘵〱扥㜱ぢ㔴捡慡ㅥ挵㤰㜱扡摤㜵㐲㉤㔶ㄴ㈷搰㤵㈷㕡㝢㐹㜴愰戶㌲㔰㠹攵㥤〳㤶敢愷昸㘷㠴〲㐷㈷㐰昴㌱ㄱ㘸㤷搰㍤㌲㕣㔱ㄷ㉤づ搷挶㈲攱㔰㘲㘴㜸攵㕣㍦㑥昱㉢挷㠵㉢〳㔹昲挸搰慤捡㘸搶㑣愹㡣㉥㑥攷捡慣ㅤ攵搹戴㘵㈳攱㌹㝢㙡戰㘵㈳㈲搸昱㉣㍣㕥ㄹつ换㐶㐶晣挹㈹㤷挴扡ㄱㄲ㕤㤴ㄲ敤戰㤱㌲愹㙤攲㡥搷㘳㌲昴㠱づ愱〰昷捡捣㐲昷㤲㠷户换㐶㤶搴愲ち摦愷ㄳ㥤㠲㌴㈹ㅢ摦昶㥡ㄶ㥣㤹搹摡㔸晢㌳收攲㡤摣㘸㝦㙤㘵㈸㄰㐹㜹㤵㐱㜱㠹戴摤㌴㝢㘸ㅥ愵㜹㡣收㜱㤸散ㄲㅣ攳㕣ㄹ捤〲㐲捤㔷昵搹昳㠲㤵戱㙡㑦㜵㈰㌸戳㍡㠶㍥㕣㥤挸挹㈱摤戶㠷昶〴扡戴摦搳㍣〹攳昵㘶㜸ㅡ昰㌷挳攳挵㈳㈳㥢敦挶晥敦敦ㄹ㌳㤱愵挹㕢㔴㕣㐰㠸㘶搷攰㥤㜰戴㔹㌳愷戵ㅥ敤㡦㔶挷戸挳愵づ戲摥㕥㥡愷㘰㜲㥦㠶ㄹ㌷㍡㄰挲敥晡㉢㕤㝢挸敥㠸㤲㡤扥换攵愹搶搱㌵㘵昵戵ㄵ搵㤱㜰㉤摥ㄹ㤵昸㘳晥攱ㄵ㜸㉢ㅦ㔵㝥㑦捤搸㜰㜱㕤捣㔳㌳㍡㠸㍦戹㌵㤳〳㜳〲晥㔸㌱㡥挶戱㤶㌵㘳㜱ㄹ㐰づ㤷愵㤵昳戳㙢昴㜷昰㈵㠱㘸㠵挶户晡愵㌸晡捣昷愰㠵挳㘹㙥つ㡦㈷㠱昹㌱㤶㙥㕥㌳搱㡦㑢〵㌱つ愰慥㤲愵户㤸搹㔲晡捣㙣慦攱愱㐲扥㌴㉤㔵㕡㐸㠷㕥㈹㠳ㅢ〸㕥㈸昱㕡㥢㘵搸攴ㅤ㘵㙡㉣ㄸ㡡昶㌰搸敤㔱ㄲ挶㜵愰㠰㕣〱㈳敢ㅥて戶㈳㑦㑡慤㤲昷㘷㕥㉢㤸㔰㌱㐳㉦㡢㐵ㄹㄵ〹搷捤㌹ㅥ戵㝥慤㍡慣㤵愱敤㠳搹昴敦敤㠳㑦扡㜵挷捦挶摦换戰愷挸挳昳っ㠲搶ㄳㄳ晤㍣愷户搶㠰㝥㈲昰㐷ㅥ摡㜳昸攳搵〸㜷㠹㘵ㄷ㈲收㜸㡣㜵戹搲㤱つ㝣㙥つ〸㤸ㄲ〹挸愵㥢ㅣ㜱敡攷〴㕡搶㑣て㐷㘶捦〸㠷㘷㜳㝢㘸㈵㕥戴㍡㄰㠸昱㝡㐸ぢ攳昲て摢㑡愹㘶捤ㄲ㉥㜵㔸㉥㥣㥣㠰晡㥥ㄷ㘰㕡づて㠵㝣㘶挵愸㘷㍦扡㥡攱戵挴昳㈲ㅡ㕤昱〶扥㝣㕣愰㌲㔸㔷㌳㉥㡣㡢㠰扥愲〱摤㡢晡㜵敦㕤搴慢户㙦㡥㕣攸昳昳㔲㘷㡦昹愱㘸㡤敡つ㐲㜸ㄹ愳㙡昸攰㉦扥㕣㜹㘰挲攲慦慦晥摢愲㜰昴愰敡㘵〴㙣㤷㑢㍡㘱〸ㅦ㥥摡换㌴慦搰扣㑡昳ㅡ捤敢㌰慡㉢㔲㜹攰㐲㍢昱愱晤〵扥昶〶捤㥢㌰㌸攴〸昱晡搱㐷㜵㐶ㄷ㡦㐰摡㕢㌴㙦挳㈸㕥㙦攱捥㥡愱扤〳攳慡昸扢〸摡ㄵ㉦戲慢晡ㅥ㠰㕥㡤㜰㤷㤸㍡〵㌱慡慥㤱㘵㡤扣㙡攴㔴戵㌷攸戰昱搴捥〸搸慥〳㜵㐳㥡㡦昹㥦搰㝣㑡昳ㄹ捤攷㌴㕦挰愸搶慥㍣晤㡢㤸㉦㘹づ挲㈴昱搴ㅤ㕤挲搳㔷〴㝣つ愳㝡挲攸㍣㝤㠳㤶㉢㑦摦㈲㘸攵挹扣づ搵㠰㝥㉣㑢㕣㌰敤㍢㜴㜸㌵挲敤㍣㐹㑣ㄵ㈱收挴㔳愶㐱㠷㡤㈷㘵〴㙣ㄷ戸㝡愳㤲㡦㈳㘵㈸ㄸㅥ愷戴㑣㥡㘶㌴扣㑣慦㝥晣挹㙤㝢昲㄰搳㥣㈶〷㈶㠹愷㍥㈸㕡挰挲㕥〲㕡挰愸㝥㜰㜵㥥㜲攱扡昲搴ㄲ㐱㉢㑦收〵戶〶愴㈷昰㤴〷愰㔷㈳摣捥㤳挴㔴㝦愴㌸昱昴ㄹ搶挹㜱扦晢搴〸搸慥摣つ㐴㈵ㅦ㥥㕡㕢づ搷㡥愶㍤㑤〷㥡㘳㘱搴㐷慥㍣ㅤ㑦捣〹㌴㍥㤸㈴㥥〶愱㘸〱ぢ㥦㐸㐰㐷ㄸ㌵ㄸ慥捥㔳㈱㕣㔷㥥㑥㐲戰搱昷㙣㝤敤搴㜴㐶㥥㔷㘳戶㑢㑣つ挱〲㌸搱昶慡ㅢ㙤慦ㄸ〱摢㈵挹搳㔰挹㠷愷㔶挴攱㝡搱昴愶改㐳搳ㄷ㐶扤攰㑡㕢㝦㘲〶搰っ㠴㐹愲㙤ㄸ㡡ㄶ戰昰愹〴っ㠶㔱挳攱敡戴つ㠱敢㑡摢㔰〴慤㥢㤷㜹㐹戴〱改〹㥢搷㌰〰扤ㅡ攱㜶㥥㈴愶㐶㈰挵㠹愷挷摣㜸㝡搴〸搸慥戵㤶愰㤲て㑦㙤㌴㠷㉢愵㌹㤳㘶っ捤㔸ㄸ昵㤰㉢㑦攳㠹㤹㐰㌳ㄱ㈶㠹愷㌳㔰戴㠰㠵㈷ㄳ㔰〶愳㐶挱搵㜹㥡〲搷㤵愷愹〸㕡㜹㌲慦〱㌴㈰㍤㠱愷改〰㝡㌵挲敤㍣㐹㑣㡤㐶㡡ㄳ㑦户扢昱戴搹〸搸㉥㈲㥦㠹㑡㍥㍣戵ぢ㌹㥣㥦㘶〶㑤〵㑤㈵㡣㕡敦捡㔳ㄵ㌱㌳㘹慡㘱㤲㜸ㅡ㠳愲〵㉣㍣㡢㠰搹㌰㙡ㅣ㕣㥤愷㄰㕣㔷㥥㙡㄰㑣戱ㅢ㥡㔷昰ㅡ㔰㉤㠱戶㌰昲扣ㅡ戳敤戴㐹㑣㡤㐷㡡ㄳ㙤㔷戹搱戶挲〸搸慥㡥㑦㐴㈵ㅦ㥥摡㝣づ㔷㑦戳㠰㘶㈱捤挵㌰敡㜲㔷摡㉥㈵收㌲㥡㐵㌰㐹戴㑤㐲搱〲ㄶ㕥㐲挰攵㌰慡っ慥㑥摢㔲戸慥戴㉤㐳搰扥㜹昵戲㜳戱ㅣ㐰慦㐶戸㑢㑣㑤挱㠸㑥㍣㐵摣㜸扡挸〸搸㉥晢㑦㐳㈵ㅦ㥥摡㉡づ㜷㍤捤つ㌴㌷搲摣〴愳㘶扢昲㜴㌳㌱户搰慣㠱㐹攲㘹㍡㡡ㄶ戰昰㍡〲搶挳愸戳攱敡㍣㙤㠰敢捡搳慤〸愶搸扣捣敢捤つ愸㤶戰㜹㙤㐲㥥㔷㘳戶㥤㌶㠹愹㜳㤰攲㐴摢㌹㙥戴㥤㙤〴㙣㥦㘷㥣㠷㑡㍥㍣戵㙤ㅣ敥㙥㥡敤㌴昷搰摣ぢ愳捡㕣㘹扢㥦㤸ㅤ㌴て挰㈴搱㜶㍥㡡ㄶ戰昰㑥〲ㅥ㠲㔱攵㜰㜵摡㜶挱㜵愵敤㘱〴慤㥢㤷捥㤳挳收戵ㅢ㐰慦㐶戸㥤㈷㠹愹ぢ㌱愲ㄳ㑦㈳摣㜸ㅡ㙥〴㙣ㅦ搴捣㐰㈵ㅦ㥥㕡〳㠷摢㑢昳ㄴ捤搳㌴晢㘰搴㘰㔷㥥㥥㈵收㌹㥡攷㘱㤲㜸慡㐰搱〲ㄶ晥㈳〱㉦挰愸〰㕣㥤愷晤㜰㕤㜹㝡ㄱ挱ㄴ㥢㤷昹㐱㔱〳慡㈵㙣㕥㉦㈱捦慢㌱摢㑥㥢挴ㄴ㍦㔶㜲愲敤ㄴ㌷摡㑥㌶〲戶㑦愰慡㔱挹㠷愷昶㈶㠷晢㉢捤㕢㌴㙦搳扣〳愳㍡扡搲昶㌷㘲摥愳㜹ㅦ㈶㠹㌶㝥㤸㔵挰挲ㅦㄲ昰ㄱ㡣㥡つ㔷愷敤〰㕣㔷摡晥㡥㘰愳戴昵戱㔳昳㌱昲扣ㅡ戳㕤㘲㉡㠴〵㜰愲敤㐸㌷摡㡥㌰〲戶㡦搶㙡㔱挹㠷愷㜶㤰挳晤㥢收㉢㥡慦㘹扥㠱㔱㉤㕣㘹晢て㌱摦搱㝣て㤳㐴㕢ㄸ㐵ぢ㔸昸〷〲㝥㠴㔱ㄷ挱搵㘹㍢〴搷㤵戶晦㈱㤸㠲㌶昳戳戸〶㔴㑢搸摡㝥㐶㥥㔷㘳戶㥤㌶㠹愹〸㔲㥣㘸晢攱㝦㉥㘷晡晦㌵〲戶捦っ㜹つ捦㠷愷㤶㤳〹挳㠹㐶㥡㤷愶〵㑤㉥㡣晡ㅡ愹捥敦戰㕢ㄱ㤳㐷挳㌹㐹㐹戴搵愱㘸〱ぢㅦ㐹㐰㙢ㄸ㌵て慥㑥㕢ㅢ戸慥戴ㅤ㠵愰昵㘰收捡搳㌱〰㝡㌵挲敤㍣㐹㑣捤挷㠸㑥㍣㝤攸挶搳〷㐶挰昶㘱攸〲㔴昲攱愹昹㌸㕣〱捤㠹㌴ㅤ㘹ち㘱搴摢慥㍣㜵㈲愶㌳㑤ㄷ㤸㈴㥥ㄶ愲愸昰㜴ち〱㕤㘱搴㈵攸搲㜹敡〶搷㤵愷敥〸㕡㜹㜲㝤㜱散〹愰㔷㈳摣捥㤳挴搴愵ㄸ搱㠹愷㍦扡昱昴〷㈳㘰晢㤴㜷ㄱ㉡昹昰搴〶㜲戸㐱㌴愷搲っ愶ㄹ〲愳㥥㜶攵改㌴㘲㠶搱㥣づ㤳挴搳㘲ㄴㄵ㥥㐶㄰㔰っ愳㉥㐷㤷捥㔳〹㕣㔷㥥捥㐰搰捡㤳敢㌹敡㈸〰扤ㅡ攱㜶㥥㈴愶㤶㘲㐴㈷㥥㜶扡昱昴愰ㄱ戰㝤㝣捤㑦慤㝤㜸㙡ㄳ㌹摣㈴㥡挹㌴㘵㌴㔳㘰搴㍤慥㍣㑤㈳㘶㍡捤㔹㌰㐹㍣㉤㐷㔱攱改ㅣ〲捥㠵㔱晣晣㕢攷改㍣戸慥㍣㥤㡦愰㤵㈷昳攳昳〶愴㈷ㅣ㥦捡〱昴㙡㠴摢㜹㤲㤸扡ち㈹㑥㍣慤㜳攳㘹慤ㄱ戰㝤㉥扦ㄲ㤵㝣㜸㙡搵ㅣ㉥㐸㌳㡢㘶㌶㑤〸㐶摤攸捡㔳㉤㌱㘱㥡㌹㌰㐹㍣㕤㠳愲挲㔳㠴㠰㈸㡣扡づ㕤㍡㑦㌱戸慥㍣搵㈱㘸攵挹㥣ㄷ搰㠰昴〴㥥收〱攸搵〸户昳㈴㌱戵ち㈹㑥㍣㉤㜱攳㘹戱ㄱ戰㑤㌸戸〱㤵㝣㜸㙡㡢㌸摣㘲㥡㈵㌴㤷搳㉣㠵㔱ぢ㕤㜹扡㠲㤸攵㌴㔷挲㈴昱㜴㈳㡡ち㑦㔷ㄱ㜰㌵㡣㕡㡤㉥㥤愷㤵㜰㕤㜹扡〶㐱㉢㑦收㠴㠷〶愴㈷昰㜴ㅤ㠰㕥㡤㜰㍢㑦ㄲ㔳㌷㈳挵㠹愷㔹㙥㍣〵㡤㠰㙤㈶挵ㅡ㔴昲攱愹慤攱㜰㙢㘹搶搱慣愷搹〰愳㉡㕣㜹摡㐸捣㈶㥡摢㘰㤲㜸㕡㡢愲挲搳敤〴㙣㠱㔱敢搱愵昳㜴〷㕣㔷㥥戶㈲㘸攵㐹㍦㡥㍢㥣㑥摤〵愰㔷㈳摣捥㤳挴ㄴ攷㝤㌸昱㌴搹㡤愷㐹㐶挰㌶㐵㘴㈳㉡昹昰搴ㅥ攰㜰て搲散愴㜹㠸㘶ㄷ㡣ㅡ攳捡搳㈳挴散愶搹〳㤳挴搳㈶ㄴㄵ㥥ㅥ㈳攰㜱ㄸ戵ㄹ㕤㍡㑦扦㠳敢捡搳ㄳ〸㕡㜹㌲愷愸㌴㈰㍤㘱㝢㝡ㄲ㐰慦㐶戸㥤㈷㠹愹摢㤱攲挴搳愹㙥㍣つ㌲〲戶戹㉦㜷愰㤲て㑦敤㜹づ昷〷㥡㍦搲扣㐰戳ㅦ㐶昵㜱攵改㑦挴扣㐴昳㌲㑣ㄲ㑦㕢㔱㔴㜸㝡㤵㠰搷㘰搴㕤攸搲㜹㝡ㅤ慥㉢㑦㝦㐶搰捡㤳扥㍤㌹㕣ㅡ㝤〳㐰慦㐶戸㥤㈷㠹㈹捥搴㜱攲改㐴㌷㥥ち㡣㠰㙤㔲捦㜶㔴昲攱愹扤捦攱㍥愰昹㤰收㈳㥡〳㌰慡㠳㉢㑦晦㈰收㘳㥡㑦㘰㤲㜸扡〷㐵㠵愷捦〸昸ㅣ㐶摤㠷㉥㥤愷㉦攰扡昲昴㑦〴慤㍣㤹㤳㡡ㅡ㤰㥥戰㍤㝤〹愰㔷㈳摣捥㤳挴ㄴ愷㈰㌹昱攴㜵攳㐹㌳〲㕢㤲㘷㉢㍤㠰㑡㍥㍣戵敦㌹摣㝦㘹㝥愰昹㤱收㄰㡣㙡收捡搳㑦挴晣㑣挳〹㑦㐹㍣㜱攲㤳昰㤴㠹㤸搶っ㐶㍤㠴㉥㥤愷㉣戸慥㍣㜱㕥㝡㡡户㌱慥㔷㑡㥢㈳捦慢㌱摢㑥㥢挴搴㉥㉣㠰ㄳ㙤㕦ㅤ㜲㜹ㅢ昳㙦㈳㤰㍣つ㉢㝢㌷㉡㈵㝦摥㉣搳挴攳ㄳ㔴㉣㔳㕦㕡〱散愹㥡㕡ㅢ㡣㐵㕢㔴つ慦㡢㠵㐷〶㘳㈵搱㔸㙥ㄵっ㥡㤲搲㕥收㜲㔸㤲扡㔶㑤ぢ〶收㑤挱挷慢㈷搸㐳㤸㐱㕦㕣ㄷ㡤㠵攵愳昴攳敤昱㤲昰昸㜰慣㈴ㄸ㥤ㄳ昲搷ㄷ㍡㠴昵挸昴敡㐰㉤㈶ㄷ㐵㌰挷愸㌱㔰㜸捥㥣㐰愵挳㌲㤶㠵敢㈲ㄵ㠱搲㤲摦挲昴㈴愵捦〹挰ㄶ换㠹㐹敡㈴昷改㌸ㄶ摥㡦㠳㌶㤹昸㕣㕡晤戲搹㉤㥥㝣㙣㙥㥥㌱搳慢㝢搶㐷㜰㙢ぢ㥣っ㡥捤㈹㈷㤸㜳戲愷搱慤挴㌲攷愹〵挰摥㉡㈸慢昷戵㌴㈶搵㤵搶㐶㠳㤵〱慦攱㡤ぢ搶戶㌲㥡ㄳ敡㘲〹ㄱ晦晣搶㐶〴㥦㥦㑦愸㠵晡ㄵ晥㐸攵㙦㐱ㄸ慣ㄸㅥ扡㉡捡㠳㝦扦㡣㙢扤㑣㐶挶㐱㕥㤳攰攳攰㘵㌸攸㤰㘷㑥㉣㜲㥣捡㄰摦ㅢ搱戰㑣ㄷ换〳扥㈵愹㡥㜷攷搰ㅢㄷ昰搷㡡〲㘵戱捡㤲挰摣㔶㠲〸㘰晢挶㝤㉢愱㐰敢㐴㔷㈶戹㘸㔵挳㘷㐴挳愱扡㔸愰㔵扣㈵晢戹㔶㌵㌹㄰挲㔴㠴戹㠱摣㜸㙢㘲㐵っ㤳㈳攳昵㌸慤敦户愳づㄸ挹㌲ㄴ㔲愲㤱㈷挵攱㉤㜱㈵戸ぢ晤㐲㐵㈱㘴㤵㍣晥㌵㑣慤㕢换挷摤挳㌲捣〶戵㠵戸㥣㌰㤶晥摣㍥敥㐵慤捤㈹愷晡〱㑥㡥㕤戹㘶ㅦ愷搵戵慣㤲挳ㅥ收捥昲㤶愵㍣敥㌶㈱摣㑢ㄶぢ㔶昸㐳愱晡㔶㔵愵戵ㄵ愱扡捡挰㔸晦㡣㐰挸㍣㘴㠷㈳㌵扦ㄱ扤戲戸昹敢㕡愵攰挵㤸昰㔸㡡㝢晣捣㤹㠴扦昸㈸㠷㡢㙡收慢㉡㙡攸戲㍣㡥㠵昸㍦㑦愲昴㈲改挸挳㔳㠰攵㉥㌰ㅣ搲㙣㕤㍣㤶㜱愶㔹㝣ㅥ愶散㙤ㄶ搸搸昰搸㌰收挸㔶㕡扡㐶〷昵慥摦捣㍥㈵ㄲ㜹㍣㥥㕦晡摡〲慥昰㌸㘸捣㕣挱挱㑥昷㠷昱㔴㡢㍢挶ㄳ昰㤳攷愸㔹捥㐱攴㘵㕦づ㠰昹〰收昱攸愵㥦㌳㑣〹挶㐲㠱ㄶ㔵ㄲ㤷㜶づ㜷〷戲搹扣㙡㑡㌵㈶㜷㤵戴慣ㅡㄵ〹㔶㠶㠲戵〱㥥㝦㘰捥㌶敦扣ㅢㅢ㤸㠹搹挵ㄳ挳搱㈰㘷㔸戵慣㥡ㄲ昱搷㐶攷㜰㕡㕦㐵晤㤱〹㥥㠸㤵㕤㌵㈲㔸㡢㥤㐷ㅦ㤳敤扣慡戲敡昰㍣摣㡦㕡㔷㔳㍢捡㍦㈷晡㥢㄰捡㜸㈹〱㐳晡ㅥ㤵愹㌲㌳㔵㑥㘶捥㉦㝤㡤挲ㄶ㡥㤲㥣昷㤳㐹㘳㐸昵㝢戴㔲散慢㔴挹㤸摢捤㝤㤵换㤴㜰㝦愵攳㠴搳昸捤扣㍣晥㙡㙤戰㠳收ㅥ〵㔳㍡㙡㙡改攱㍢〲晥㝦敥㡣捤㝥ㄲ㠵㔳扣ち挸㔶ㄱ㥦㝤㝣ㄴ挰慤昴㉤㠵㝤摣㜰㌴ㄱ㥣㕥昲搶攷慤ㄲっ㌷㐴扣㜰ㄲ捥收㐸㑣ㄸ捤挵㝥㡦愳㉥收搹攲㜰摢㑡㜷㜸㈲㔷攳て㐵㡤㔸㜱戸愶挶捦㉤㡢㕢㘵ㄹづ搹㠱ㅣ㌹慢挶㠱㐴慢㠲㤱捤捦攸昲捦㐷㤷㝦扥㜴攱㤵㤸㜷ㄴ㐸㥢戵挲㌳晤㤱㘰慣扡㈶㔸㤱㐳㠷戳晥㝦ㄳ㥢㈴戶愰㉣㤰㘹㍥㘴扢挴㈹㙡昲愴㕥㝤ㅥ㉡搴敥㠱㜷つ愴㡥敡㘳挳捤㤴㤷㙦昵ぢ愷㙢攳昴㔵攳㌹慤㜶っ㑣㌶摥摢愱挳搸㐷㉣攷㕤攸㤱㘳㔰搶㕥〰㔲㑥愲㙤づ㠰㜷㙣搸㕦㌹ㄲ户㠰㠴㈳捤㡤㕢戶㜳㈰㈲㡦ㅤ㤱㝣捥㥢㉥挶捤〵戸㘹㘱㉥㑥㜴㈳㌹散㈸挳㤴攴㉣捥戸昶攸㙡㜱敦捣挸捥㙥㤱攳㌴㔶愹㔹慢搰㤸㑤㙡扤攵扤搴㔶晦㡢㐹〳㜱〸攵ち昰㕣㐱㙢换㤵㙤〷愳㥥㠲换昵㐹〲戴㈷愰〳搹搸㠷㘰昲晥攰㍡挹ㄸ〹ㄹ搹㌵㥣晣㥣㔳挳搵挱㌹㠵〷㔳愲㌱㠹ㅡ㤴㜸㕡攴㍣㡤戸㜶㉣㔰㉦敥摦㍦ㄴ敤っ昵ㅣ㡣㌹㍥㌷〰㘳〱㡦〳㐶㍢ㅥ㐶扤㡣㑥扥昱昴㥣〰㉦晥愶挳〷挷昲愶㐳㜱搶㉡摦㜸㤸て㡢㙣扡㘸敡㔵㠴㜸捡捣㈳㔵㘳愷㕦敡㌵攰㜸ち㠶て愱戸㈰つ㘸㤹攷〰敡㜵㌸㍣て搰ㅦ慥慦㔴㡡㔳㘳昹㙡㤵攱㜸㜴㔴㙦㈰挲㈳愴搶㤱㙢昹㈶㕡㍣昲㜰㑢攴㡡㙡㈷挱㌴扡㈵慡户㤰㘱戲挷㙣㠳扤㑥慣搰㤹㜵摦㜶〶㜴㈱攰㘴〲㌸つ㤷ㄲ㙢愷挰㡢慢昲㥥㈵捤愲㑡㔷愶㜵㘳ㅡ愷挰㡡㉡摤攱挵㔵改〱挷慡ち攷挸愶㔶攵㌳㈰搲㔶攵㜳㠰㜵㔵㝡㜲㐱ㅡ攰挶㔵攱晣摢㜴㔴昹ㄷ㜰㈹㔴昹ㄲ㘱㔱愵ㄷ搷昲㈰㍣㔳ㄵ慥愸搶〷愶㜱㔵扥㐲㥡㠳㉡㝤㔹愱ㅦ敢㝥敤っ攸㑦挰〰〲扥〱㐰㔴ㄹ〸㉦慥捡㜷㤶㌴㡢㉡㠳㤸㜶㉡搳戸㙤㡢㉡㠳攱挵㔵ㄹ〲挷慡ちて㙤愹㔵挹〴㈲㙤㔵㥡〱慣慢㌲㤴ぢ搲㈰㠳改攷换㡡㘷敤改愸攲〱㉥㠵㉡捤ㄱㄶ㔵㠶㜱㉤㜳攰㤹慡㜰㐵戵攱㌰㡤慢攲㐵摡㕥㉣㕣搲㤱㙥〴㉢ㄴ戳㙥ぢ㘷㐰〹〱㘷㄰㤰ぢ㠰愸㌲ㄲ㕥㕣㤵㍣㑢㥡㐵㤵㔱㑣ㅢ捤戴戶〰㠸㉡愵昴ち㌱つㄳ㝦慤㠲㜰敡㙦㙡㐱摡〳㤱戶㈰ㅤ〰搶〵ㄹ挳㘵㐸㄰攴㔸挴搲ㄱ㠴昳㡢㔳〸㜲〲挲㈲挸㌸慥㤲て㥥㈹〸搷㔱㥢〰搳戸㈰㈷㈲㙤慦㕤㤰㠹慣㌰㠹㜵㍢㍡〳㈶ㄳ㔰㐶㐰㈱〰㈲挸ㄴ㜸㜱㐱㍡㕢搲㉣㠲㑣㘵摡㌴愶ㄵ〱㈰㠲㑣㠷ㄷ摦㑤捥㠲㘳㔵㠵㌳㡢㔳慢搲ㅢ㠸戴㔵改〳戰慥捡搹㕣㤰〴㔵晡㈲㤶㡥㉡㥣扥㥣㐲㤵〱〸㡢㉡攷㜲㉤〷挲㌳㔵攱㡡㙡攷挳㌴慥捡愹㐸摢㙢㔷攵〲㔶㈸㘷摤挱捥㠰ぢ〹昰ㄳ㌰〴〰㔱㘵〶扣戸㉡挳㉣㘹ㄶ㔵㉡㤸㔶挹戴搱〰㠸㉡〱㜸㜱㔵慡攰㔸㔵攱㍣收搴慡㥣〹㐴摡慡㡣〱㔸㔷㘵㈶ㄷ㈴㐱㤵戱㠸愵愳ち㈷㑢愷㔰㘵〲挲愲㑡㤰㙢㌹ㄱ㥥愹ち㔷㔴㥢つ搳戸㉡㤳㤱戶搷慥㑡㠸ㄵ㙡㔸户捣ㄹ㔰㑢㐰㤸㠰㈹〰㠸㉡㜳攰挵㔵㤹㙥㐹戳愸㜲ㄱ搳㈲㑣扢㄰〰㔱㈵㑡て〷㉦昹ㅡ愵挳㤷㝢㤵ㅦ㠰搴㠲捣〰㈲㙤㐱㉡〰搶〵愹攳㌲㈴〸㔲㠹㔸㍡㠲㔴〱㤷㐲㤰㤹〸㡢㈰昳戸㑡搵昰㑣㐱戸㡥㕡㍤㑣攳㠲捣㐲摡㕥扢㈰ぢ㔸㘱㈱敢捥㜶〶㕣㑣挰㈵〴㠴〰㄰㐱㉥㠵ㄷㄷ㈴㙣㐹戳〸㜲ㄹ搳ㄶ㌱㙤㍥〰㈲挸㘲㜸昱摤㘴〹ㅣ敢㙥挲昹搸愹㔵㔹〰㐴摡慡㉣〴㔸㔷攵㜲㉥㐸㠲㉡ㄷ㈳㤶㡥㉡㥣昴㥤㐲㤵换㄰ㄶ㔵㤶㜱㉤ㄷ挱㌳㔵攱㡡㙡换㘱ㅡ㔷㘵〹搲昶摡㔵戹㤲ㄵ㔶戰敥攵捥㠰慢〸戸㥡㠰愵〰㠸㉡㉢攱挵㔵㔹㙥㐹戳愸㜲つ搳慥㘵摡㉡〰㐴㤵敢攸㘱㌷㔹㠵扦㔶㐱㌸昱㍢戵㈰㌷〰㤱戶㈰㌷〲慣ぢ㜲㍤㤷㈱㐱㤰㥢㄰㑢㐷㄰捥㉥㑦㈱挸㉤〸㡢㈰㌷㜲㤵搶挰㌳〵攱㍡㙡慢㘱ㅡㄷ㘴ㅤ搲昶摡〵戹㤹ㄵ㙥㘱摤昵捥㠰㌵〴慣㈵㘰〳〰㈲挸㍡㜸㜱㐱㌶㔹搲㉣㠲慣㘷摡〶愶㙤〳㐰〴戹ㄵ㕥㝣㌷搹〸挷慡ち攷㤵愷㔶㘵㍢㄰㘹慢㜲て挰扡㉡㥢戸㈰〹慡摣㡢㔸㍡慡㜰昲㝡ち㔵㜶㈰㉣慡㙣收㕡㍥〰捦㔴㠵㉢慡㙤㠱㘹㕣㤵㥤㐸摢㙢㔷攵づ㔶搸捡扡て㌹〳敥㈴攰㉥〲㜶〱㈰慡㙣㠳ㄷ㔷㘵户㈵捤愲捡摤㑣摢捥戴〶〰㐴㤵㝢攸㘱㌷戹ㄷ㝦慤㠲散〵㈰戵㈰㑦〱㤱戶㈰㑦〳慣ぢ㜲ㅦ㤷㈱㐱㤰㝤㠸愵㈳挸戳挰愵㄰攴㌹㠴㐵㤰ㅤ㕣愵攷攱㤹㠲㜰ㅤ戵〷㘱ㅡㄷ攴㡦㐸摢㙢ㄷ㘴㈷㉢㍣挴扡㉦㌸〳㜶ㄱ昰㌰〱晢〱㄰㐱ㅥ㠱ㄷㄷ攴㈵㑢㥡㐵㤰摤㑣摢挳戴㌷〱㄰㐱ㅥ愵〷㐱ㅥ挳㕦慢㈰㥣ㅡ㥦㕡㤰户㠰㐸㕢㤰户〱搶〵㜹㥣换㤰㈰挸㍢㠸愵㈳〸攷摦愷㄰攴㍤㠴㐵㤰㈷戸㑡敦挳㌳〵攱㍡㙡㑦挲㌴㉥挸㠷㐸摢㙢ㄷ愴㠱ㄵ昶戲敥㐷捥㠰愷〸㜸㥡㠰〳〰㠸㈰晢攰挵〵昹搸㤲㘶ㄱ攴ㄹ愶㍤换戴㠳〰㠸㈰捦搱㠳㈰捦攳慦㔵㄰㑥扡㑦㉤挸㔷㐰愴㉤挸搷〰敢㠲晣㠱换㤰㈰挸㌷㠸愵㈳〸㘷昶愷㄰攴㍢㠴㐵㤰ㄷ戸㑡摦挳㌳〵攱㍡㙡㉦挲㌴㉥挸て㐸摢㙢ㄷ攴㑦慣昰ㄲ敢晥攸っ㜸㤹㠰㔷〸㌸〴㠰〸昲㉡扣戸㈰㍦㕢搲㉣㠲扣挶戴搷㤹㤶㠳换挱㈲挸㥦攱挵㕦㐸晥〲挷慡ち攷昴愷㔶挵ぢ㐴摡慡戴〰㔸㔷攵つ㉥㐸㠲㉡戹㠸愵愳ち㙦ㅣ㐸愱㑡ㅥ挲愲捡㕦戹㤶昹昰㑣㔵戸愲摡摢㌰㡤慢㜲㈴搲ㅣ㔴㜹㠷ㄵ摥㘵摤搶捥㠰扦ㄱ昰ㅥ〱㙤〰㄰㔵摥㠷ㄷ㔷攵ㄸ㑢㥡㐵㤵て㤸昶㈱搳㝣〰㠸㉡ㅦ挱㡢慢㜲〰㡥㔵ㄵ摥㐱㤰㕡㤵ㄳ㠱㐸㕢㤵㡥〰敢慡晣㥤ぢ㤲愰㑡㈱㘲改愸挲摢ㄴ㔲愸搲ㄹ㘱㔱攵㘳慥㘵ㄷ㜸愶㉡㕣㔱敤㔳㤸挶㔵㌹〵㘹づ慡㝣挶ち㥦戳㙥㔷㘷挰ㄷ〴晣㤳㠰㙥〰㠸㉡晦㠲ㄷ㔷愵愷㈵捤愲捡㤷㑣㍢挸戴㠱〰㠸㉡晦㠶ㄷ㔷攵㉢㌸㔶㔵㜸扦㐲㙡㔵㑥〵㈲㙤㔵〶〳慣慢昲㌵ㄷ㈴㐱㤵㈱㠸愵愳ち㙦㡡㐸愱捡㌰㠴㐵㤵㙦戹㤶愷挳㌳㔵攱㡡㙡摦挱㌴慥捡〸愴㌹愸昲㍤㉢晣㤷㜵㡢㥤〱㍦㄰昰㈳〱㈵〰㠸㉡㠷攰挵㔵ㄹ㘵㐹戳愸昲㍦愶晤挴戴㠹〰㠸㉡㍦挳㡢慢㤲㐱慣攵㝤㍣敦㡥㐸慤捡㘴㈰搲㔶愵っ㘰㕤ㄵ㝥慥㤷愸捡ㄴ挴搲㔱㠵户㘰愴㔰㘵㍡挲愲㑡㌳㡣愰捥㠲㘷慡挲ㄵ搵戲搱摢戸㉡攷㈰捤㐱ㄵてㄷ扡㌹敢㥥敢っ挸㈱㠰摦ぢ慤捥〳㘰ㅦ戸搴扣昰攲慡㤴㕢搲搰㙦㝥㌲搳〲㙤㉤ㄷ㐶㔵〳㈰慡戴㠴ㄷ㔷愵ㄵ戱ㄶ㔵㜸㉦㐶㙡㔵㘶〱㤱戶㉡戳〱搶㔵挹攳㠲㌴挸㘰挶戵晡㄰㘲改愸挲ㅢ㍥㔲愸ㄲ㐶㔸㔴㌹㠲㙢㌹〷㥥愹ち㔷㔴㙢つ搳戸㉡ㄱ愴㌹愸搲㠶ㄵ㡥㘲摤愸㌳攰㘸〲㡥㈱㈰〶挰㍥慣㥥搶ㄶ㕥㕣㤵㜹㤶㌴昴㥢慡戴㐳㕢㙢て愳ㄶ〱㈰慡㜴㠰ㄷ㔷攵㔸㘲㉤慡昰捥㡦搴慡㉣〱㈲㙤㔵㉥〷㔸㔷攵㌸㉥㐸㠳っ㘶愸戲ㄴ戱㜴㔴攱敤㈵㈹㔴㔹㡥戰愸㜲〲搷昲㑡㜸愶㉡㕣㔱慤〰愶㜱㔵慥㐲㥡㠳㉡㈷戲㐲㐷搶扤摡ㄹ㔰㐸挰㐹〴慣〴㘰ㅦ㔶㑦敢〴㉦慥捡㜵㤶㌴昴㥢慡㜴㐶㕢敢〲愳搶〰㈰慡㥣っ㉦慥捡㈹挴㕡㔴攱㝤㈶愹㔵㔹〷㐴摡慡慣〷㔸㔷愵㉢ㄷ愴㐱〶㌳㔴搹㠰㔸㍡慡昰㘶㤶ㄴ慡㙣㐲㔸㔴改捥戵扣つ㥥愹ち㔷㔴敢〹搳戸㉡户㈳捤㐱㤵㈲㔶攸挵扡㕢㥣〱扤〹攸㐳挰ㅤ〰散挳敡㘹㝤攱挵㔵戹换㤲㠶㝥㔳㤵㝥㘸㙢晤㘱搴〳〰㠸㉡〳攰挵㔵ㄹ㐸慣㐵ㄵ摥搵㤲㕡㤵㥤㐰愴慤捡㐳〰敢慡っ攲㠲㌴挸㘰㠶㉡扢㄰㑢㐷ㄵ摥㍡㤳㐲㤵摤〸㡢㉡㠳戹㤶㝢攰㤹慡㜰㐵戵愱㌰㡤慢昲ㄸ搲ㅣ㔴㌹㡤ㄵ㠶戱敥攳捥㠰搳〹ㄸ㑥挰敦〰搸㠷搵搳㐶挰㡢慢昲愴㈵つ晤愶㉡挵㘸㙢㈵㌰敡㜹〰㐴㤵㌳攰挵㔵ㄹ㐹慣㐵ㄵ摥㐳㤳㕡㤵㍦〲㤱戶㉡㉦〰慣慢㌲㡡ぢ搲㈰㠳ㄹ慡散㐷㉣ㅤ㔵㜸愳㑥ち㔵㕥㐲㔸㔴㈹攵㕡扥っ捦㔴㠵㉢慡㡤㠱㘹㕣㤵㔷㤱收愰捡㔸㔶ㄸ挷扡慦㌹〳挶ㄳ㌰㠱㠰搷〱搸㠷搵搳㈶挲㡢慢昲㠶㈵つ晤愶㉡㤳搰搶㈶挳愸昷〱㄰㔵捡攰挵㔵㤹㐲慣㐵ㄵ摥戱㤳㕡㤵て㠱㐸㕢㤵㡦〰搶㔵㤹捡〵㘹㤰挱っ㔵づ㈰㤶㡥㉡扣㉤㈸㠵㉡ㅦ㈳㉣慡㑣攷㕡㝥〲捦㔴㠵㉢慡㥤つ搳戸㉡㥦㈱捤㐱㤵㜳㔸攱㕣搶晤摣ㄹ㜰ㅥ〱攷ㄳ昰〵〰晢戰㝡摡〵昰攲慡㝣㘹㐹㐳扦愹㑡㌹摡摡㠵㌰敡㝢〰㐴ㄵ㍦㍤㕣㙣㤹㐱㤸㐵㄰摥ㅡ㤴㕡㤰ㅦ㠰㐸㕢㤰ㅦ〱搶〵愹攰㌲㌴挸㘰㠶㈰㠷㄰㑢㐷㄰摥㝦㤴㐲㤰㥦ㄱㄶ㐱〲㕣愵っ㥣〸㥢㠲㜰ㅤ戵㤹㌰㡤ぢ㤲㠹㌴〷㐱慡㔹㈱挸扡捤㥣〱戳〸㤸㑤㐰ㄶ〰晢戰㝡㕡〸㕥㕣㤰收㤶㌴昴㥢㠲搴愰慤搵挲㘴ㅦ〱㐰㝡户戰㜰㡡㕤扥攵扥㈲㑥扤㡣ㅥ㔱㌵㠹扦㜹㄰慢㥦㠰搹敤㌱㜶晤ㄶ收㌶㘶改昷ㄸ㈴㝦搳㜴攲慦㜰攰敥ㅣ㔹㠵㜳捦㍦ㅥ㙢㤶捣㐱㈲搶㔸户㈸㤱扦散ㅥ〴㙦昶昵㍦晥晣㜳㝡愳㈸㡣搲㝣㉥扦摤戴扣㍣㈳㠷㘳㐲㈴㐸挷搹搸㐷愲㤹㘲㡡㙦搲㜴㝣㔶㙡㝤㜸㥥㈲攷㥥㜶つ昱㠷㜹㥣㈶㌸㈶捥昴㥤㠳慤㐳戵挱㘸慣愱㕤㐴捦㔸㤰散㘳搰摢攸㌴㔱㈴攰㍥㈳㑥ㄸ㉤㡢搵㠷㌰㐹㤷㑤㝥㜱愷摥攲㕣㐵㍤㡣挵ぢ㐷戲㜰㔷㔵昲㤷昴挶㜳ㅦ㐱愹ㄶ㙤㤲扥ㄴ㔹搲ㄸ㌹ち㑢㤳㝤㉤挸㜵捤㑦攴㤳㌹㝣㜸愲㔸挴㌶攳㠲ㄵ㤱㜰㌴㕣ㄵ挳敦㜵搴㐶㝤晣㥡㙣㝣攷㑤搱昰散㤵愸攸㌸㈶㔷㉣慢㤶扦㈹㈳ㄲ㜹㘷搷㠶攷搵捡搲㘴㐷昹㙤攱挲㔷昳收ㅣ㠶昷㈱挸愳㈳挸换㙦㡢〵攵㈳扦㥤搹㘸㙦㌶㍡ㄸ㡤扣㘳搱㘰㤶㐷㤰扦愲挹㍦づ㤵㌹㡡愷づ㉢㜰㐴昱㠸昲挴㥦换昱捣㐵㜷㉥扡㘵㈶散㘴㝣戱戶㘷ㅥ㝡㕡愱挷㌲㙤㍣晦㜸愳㡡㌶ㅦ㐱慤〰昵㌴ㅦ㡣昲愱㥦㠷ㄲ慦㕡〶摥戸愹㜳㉣搹㘴㔵〱㥡摣㙣戵㡢㤱愳㍡愲㈵ㄴ㕤㐲て㈰〲搵㐹戰摣慣搴ㄲ愴㔲㑣㜴攲敢ぢ〰愱ㄸ㙡ㄱ㝡㈸㐸㈲愱㥤㤸㡡㐷㝥㘷戳搱挵㙣㥣㙣㌴昲㑥㐱愳㘹〸敤㡡捡ㅣ㐵㈳愱ㅡ改搳挸㔸㝥㌷戳㝦㈹扢㍡ㄳ搱〹㐶昵㐰扦㑥㔱㍤搶㈴㤱愲㥥㠸〹㐵㔷㈲㐷昵㠲㈷ㄴ慤愰㠷㕣昸ㄹ慡て慣㔰㌴ㄷ改㜶㡡㘲㡥ㄴ昵㘵㉡ㅥ昹晤捣㐶㝦戳㌱挰㘸攴つ㐴愳㘹㈸ㅡ㠴捡ㅣ㈵㤹愲㔳捤晥㔵愴㠸㕦挶慡㜵㠳㔱㐳搰慦㔳㔴㘳愳㘸㈸㘲㐲搱㑤㈴㘵ㄸ㍣愱㘸戵㤵愲攱攸ㄵ㡡㘶㌹㔲㔴敤㐸搱〸㈴昱㤱㕦㙣㌶㑡捣挶ㄹ㐶㈳㙦㈴ㅡ㑤㐳搱㈸㔴收㈸挹ㄴ㡤㌶晢㌷㤰愲㍥㐴昰㐶て㜵㈶晡㜵㡡晣㌶㡡挶㈰㈶ㄴ摤㐶㔲挶挱ㄳ㡡㌶㕢㈹㥡㠰㕥愱攸〲ぢ㐵㥥㉤㠰戸ㅥち搵㜹㡥扣㑤㐴㈵㍥昲㈷㤹㡤挹㘶愳捣㘸攴㑤㐱愳㘹㜸㥢㡡捡ㅣ㈵㤹户㘹㘶晦㌶昲㌶㠸㠸㠱㌰敡㉣昴敢扣㑤戵昱㜶㌶㘲挲摢扤㘴敡㕣㜸挲摢㝤㔶摥捥㐷慦昰㌶搹挲摢攱〳搴㐴㐷㡡㉥㐰ㄲㅦ昹攵㘶攳㐲戳攱㌷ㅡ㜹㌳搰㘸ㅡ㡡㉡㔰㤹愳㈴㔳㔴㘹昶敦㈲㐵挳㠸㌸つ㐶㔵愱㕦愷愸搴㐶搱㑣挴㠴愲㍤㈴㈵〸㑦㈸㝡搴㑡搱㙣昴ち㐵㈳ㅤ㈹㉡㜱愴㈸㠴㈴㍥昲㙢捣㐶慤搹〸ㅢ㡤扣㌹㘸㌴つ㐵ㄷ愱㌲㐷㐹愶㈸㘲昶㌷㤰㈲㝥晤慡㔶〲愳㘲攸搷㈹ㅡ㙡愳愸づ㌱愱㘸ㅦ㐹㤹〷㑦㈸㝡挶㑡㔱㍤㝡㠵愲㔳慤ㄴ㜱敦㤳㤷戹㠱㡥ㄴ㉤㐰ㄲㅦ昹ぢ捤挶挵㘶攳ㄲ愳㤱㜷㈹ㅡ㑤㐳搱㘵愸捣㔱㤲㈹㕡㘴昶敦挷搲换㉦㠱㘹㘷〲愶㤶愰㕦愷愸㤷㡤愲换ㄱㄳ㡡㕥㈶㈹换攰〹㐵慦㔸㈹㕡㡥㕥愱愸㠷㤵愲昸㤹㐰㌷㐷㡡慥㐴ㄲㅦ昹㉢捣挶㔵㘶攳㙡愳㤱户ㄲ㡤愶愱攸ㅡ㔴收㈸挹ㄴ㕤㙢昶扦㐹㡡昸㉤慢摡㐴ㄸ戵ち晤㍡㐵㈷搹㈸扡ㅥ㌱愱攸ㅤ㤲㜲㈳㍣愱攸㕤㉢㐵慢搱㉢ㄴ㥤㘸愵㈸扥ㄵ昹ㅣ㈹扡ㄹ㐹㝣攴摦㘲㌶搶㤸㡤戵㐶㈳㙦ㅤㅡ㑤㐳搱㝡㔴收㈸挹ㄴ㙤㌰晢て㤰愲改㐴㑣㠳㔱ㅢ搱慦㔳搴捥㐶搱㈶挴㠴愲㑦㐸捡㘶㜸㐲搱愷㔶㡡戶愰㔷㈸㍡摡㑡㔱㝣㉢㙡攳㐸搱ㅤ㐸攲㈳㝦慢搹戸搳㙣摣㘵㌴昲戶愱搱㌴ㄴ摤㡤捡ㅣ㈵㤹愲敤㘶晦㐱㔲㜴㍥ㄱ晣慡㔶㜵㉦晡㜵㡡㕡摡㈸扡て㌱愱攸ㅢ㤲戲〳㥥㔰昴慤㤵愲〷搱㉢ㄴ㜹慤ㄴ挵户愲ㅣ㐷㡡㜶㈲㠹㡦晣㠷捣挶㉥戳昱戰搱挸㝢〴㡤愶愱㘸㌷㉡㜳㤴㘴㡡昶㤸晤㠷㐸㔱〵ㄱ㌳㘰搴㘳攸搷㈹㔲㌶㡡ㅥ㐷㑣㈸捡挸〶昲〹㜸㐲ㄱ㝦㝢㤲つ昸ㄹ敡㐹㔸愱攸愷ㅦ㉣愷摣㜱㡡づ愱搷晥慥愴㠱愹㜸攴敦㌵ㅢ㑦㤹㡤愷㡤㐶摥㍥㌴㥡㠶愲㘷㔰㤹愳㈴㔳昴慣搹㥦㠳ㄵ㤴ㅦ〰搴昸㡤慣敡㜹昴敢ㄴ㝤㡢戵㐹㝣㔷昲〷挴㠴愲㕣㤲昲〲㍣愱愸愵㤵愲ㄷ搱㉢ㄴ㝤攵㐸搱㐱㐷㡡晥㠴㈴㍥昲㕦㌲ㅢ㉦㥢㡤㔷㡣㐶摥慢㘸㌴つ㐵慦愱㌲㐷㐹愶攸㜵戳扦つ㈹ちㄳ挱㙦㕦㔵㝦㐱扦㑥搱愷㌶㡡摥㐰㑣㈸㙡㑢㔲晥ち㑦㈸㙡㘷愵攸㙤昴ち㐵晦戰㔲ㄴ㍦ㄶㅤ㜰愴攸ㅤ㈴昱㤱晦慥搹昸㥢搹㜸捦㘸攴扤㡦㐶搳㔰昴〱㉡㜳㤴㘴㡡㍥㌴晢㝤愴㠸摦㠵慡昱㥢㔶搵〱昴敢ㄴ扤㙢愳攸敦㠸〹㐵㠵㈴攵㘳㜸㐲搱㐹㔶㡡㍥㐵慦㔰昴㤶㈳㐵㙦㍡㔲昴ㄹ㤲昸挸晦摣㙣㝣㘱㌶晥㘹㌴昲晥㠵㐶搳㔰昴㈵㉡㜳㤴㘴㡡づ㥡晤摤㐸搱㐲㈲ㄶ挰愸慦搰慦㔳昴㡡㡤愲慦ㄱㄳ㡡㡡㐸捡户昰㠴愲㕥㔶㡡扥㐳慦㔰昴㈷㐷㡡昶㍢㔲昴㍤㤲昸挸晦慦搹昸挱㙣晣㘸㌴昲づ愱搱㌴ㄴ晤て㤵㌹㑡㌲㐵㍦㤹晤〳㐹搱㘲㈲ㄶ挱挸ㄷ㉢改ㄴ㍤㘳愳㐸攱挸㉥ㄴつ㈱㈹捤㡣ㄷ㌲㙤愸㤵愲㙣昴ち㐵㑦㌹㔲搴攰㐸㤱〷㐹㝣攴㜳敥㠹㌴㜲捣㠶㘶㌴昲㌸捦愴㘹㈸㙡㠱捡㑥ㄴ攵㥡晤㈵愴㘸㌹㤶㑢攳㔷慢㉡捥㔶搱㈹㝡搴㐶ㄱ㈷㤸〸㐵愳㐹捡ㄱ昰㘴㉢㉡戵㔲搴ㅡ扤㐲搱㈳㔶㡡攲慦㘸扢ㅣ㈹㙡㠳㈴㍥昲㡦㌲ㅢ㥣昵㈱㍤挷ㄸ㡤扣戶㘸㌴つ㐵㥣㉡攲㐴ㄱ㘷㡦㐸晦㐴㔲挴敦㍤搵昸慤慡敡㔸昴敢ㄴ摤㘷愳攸㌸挴㠴愲㈹㈴㐵㘶㘶㌰㙦慡㤵愲〲㘰㠴愲敤㔶㡡攲㠷敢㙤㡥ㄴ㜱㐶〶ㅦ昹ㅤ捤㐶愱搹㌸挹㘸攴㜵㐲愳㘹㈸攲扣つ㈷㡡扡㤸晤攷㤱愲ㅢ戱㝣摡つ㌰㡡昳㌸㜴㡡㌶摢㈸敡㡡㤸㔰㜴㈱㐹㤱㘹ㄲ捣昳㕢㈹攲㌴〹愱㘸愳㈳㐵ㅢㅣ㈹㉡㐲ㄲㅦ昹扤捣〶攷㐳㐸㑦ㅦ愳㤱搷ㄷ㡤愶愱愸ㅦ㉡㍢㔱挴㜹ㄵ搲㕦㑤㡡搶㘲㜱戴㌵㌰㙡㈰晡㜵㡡㔶摢㈸攲㍣〸愱㈸㐴㔲㘴捥〲昳㙡慣ㄴつ〵㐶㈸扡挱㤱愲㔵㡥ㄴ㜱慥〲ㅦ昹㥣慦㈰㡤搳捤挶㜰愳㤱挷戹〹㑤㐳㔱㌱㉡㍢㔱㔴㘲昶挷㐸搱㈶㉣㤷戶ㄱ㐶㡤㐴扦㑥搱ちㅢ㐵㥣㤴㈰ㄴ捤㈷㈹愵昰攴㔸㔴㙦愵㘸っ㝡㠵愲㉢ㅣ㈹㕡敡㐸搱㔸㈴昱㤱捦挹〳搲攰㑣〱㘹㜰戶〰ㅦ㜹ㄳ搱㘸ㅡ㡡㈶愱戲ㄳ㐵㥣㜱㈰晤㡢㐸搱㔶㉣㠴㜶〷㡣㥡㠲㝥㥤愲㑢㙣ㄴ㑤㐵㑣㈸㕡㑡㔲攴搳㝣收㉤戳㔲挴㑦昳㠵愲〵㡥ㄴ捤㜷愴㠸㥦攲昳㤱捦㑦昲愵㜱㥥搹㌸摦㘸攴昱㔳晢愶愱㠸㥦昵㍢㔱㜴愱搹扦㤲ㄴ摤㠳攵搲戶挳㈸㑥〰搰㈹扡挸㐶㔱〵㘲㐲搱㉡㤲愲㝦扥㡥扣敢慤ㄴ昱昳㜵愱愸搶㑡㔱晣ㄵ㉤攴㐸㔱㌵㤲昸挸て㥡つ㝥㤰㉥㍤戳㡤㐶㕥〸㡤愶愱㠸㥦扥㍢㔱挴て攴愵㝦つ㈹攲㌷㥢㙡て挰愸㌹攸㤷摤㘷㍤晡捤㐷晥㐵攸挵㝦摣㝤㠷摥㤶捤搴㝣㌸㠵昴㕦愰搹㑦昳㈲㡣扡㄰っ扣㡤㉦㝥戵晤㥣㕣戹ㄱ戰晤㍣攱挵愸㘴ㅦ敦ㄲ昴攲㍦敥㜸搳挷㕢ち愷㤰㝥搲㜸㘷扢㡤㜷㤶ㄱ戰晤捣摦㤵愸㘴ㅦ㙦〵㝡昱ㅦ㥢㠹㍥摥㉡㌸㠵づ攳㑤㜶ㅢ㙦㤲ㄱ戰晤㕣摥㑤愸㘴ㅦ㙦㌵㝡昱ㅦ挴敢攳㙤㠰㔳攸㌰摥ㄸ户昱捥㌴〲戶㥦㥤扢つ㤵㘴扣摤愸㙣㍥昲㌷愳ㄷ晦㜱㕢㤸㍥摥㌶㌸㠵昴㤳昸㉣㜱ㅢ慦搸〸搸㝥慦敤㕥㔴戲慦ㅦ㍦捥挰㝦摣㡦愵㡦户ぢ㑥愱挳㜸㐳摤挶ㅢ㘲〴㙣扦㝢戶〷㤵散攳昱戳〱晣挷㕤㔶晡㜸つ㜰ちㅤ挶敢敦㌶㕥㍦㈳㘰晢晤戰㝤愸㘴攷㤳ㄷ摡昱ㅦ㕢扤㍥摥㝥㌸㠵づ攳昵㜴ㅢ慦㠷ㄱ戰晤昰搶换愸㘴㕦扦㔷搰㡢晦戸㘹㐹ㅦ敦㑤㌸㠵づ攳㜵㜱ㅢ慦戳ㄱ戰晤㠰搵㍢愸㘴㕦扦㜷搱㡢晦戸㔱㐸ㅦ敦〰㥣㐲㠷昱ち摣挶昳ㄹ〱摢㉦㍦㝤㠲㑡昶昵晢ㄴ扤昸㡦摢㝦昴昱づ挲㈹㜴ㄸ慦扤摢㜸敤㡣㠰敤ㄷ㤴扥㐱㈵晢晡㝤㡢㕥晣挷㉤㌷晡㜸㠷攰ㄴ㍡㡣搷摡㙤扣㈳㡤㠰敤愷㠷攴ちㅦ㉢㈵散㝦扣搲㈷攳ㅤ搴挷攳㠵㌱愷昱㜲摤挶㙢㘱〴㙣扦搹㤳㡢㑡昶昵攳㘵㌳ㄹ敦㍢㝤㍣㕥㘵㜲ㅡ㉦摢㙤扣㉣㈳㘰晢戱㥢戶收㜸〹慦て扣〶㈵攳晤愴㡦挷㑢㌶㑥攳晤昴㕦㤷搷㠷晦ㄹ〱摢㡦挶挸㠵ㅣ昲㤹㌰ㅥ㉦攸挸㜸搹㤸扣㠲搷愳㙥㉥攳㝤攷㌶摥㝦㡣㠰敤挷㔷攴慡㠸㙤㍣㕥ㅤ㤱昱㜲昵昱〶扡㡣㜷搰㙤扣㉦㡤㠰敤㐷㑣攴ㄲ㠳㙤㍣㕥㙡㤰昱㕡敢攳昱㥤戹ㄳ㥦㥦扡㡤昷㠹ㄱ戰晤ㄸ㠸扣㕦户㙤㥦㝣摦㉥攳戵搷挷攳摢㕣愷昱㍥㜴ㅢ敦〳㈳㘰晢㔱つ㜹昳㙢㕢㍦扥〹㤶昱ち昴昱昸㥥搱㘹扣户摤挶㝢换〸搸㝥㥣㐲摥㐹摡挶攳㍢㑡ㄹ慦㡢㍥ㅥ摦㠰㌹㡤昷扡摢㜸慦ㄹ〱摢㡦㍣㠴㔰挹㝥㍣攳摢㌳ㄹ慦愷㍥ㅥ摦捤㌸㡤昷愲摢㜸晢㡤㠰敤挷ㄲ收㍢㡥挷昷㍡㌲㕥㝦㝤㍣扥㌵㜰ㅡ敦㔹户昱㥥㌱〲戶ㅦㅤ㤰㌷っ㌶㍥昹挶㐱挶ㅢ慡㡦挷昳㙣愷昱㥥㜴ㅢ敦昷㐶挰昶攵晤㜲昶㙤摢㍥㜹ㄶ㉥攳㤵攸攳慤㜱ㄹ㙦㡦摢㜸扢㡤㐰昲户摥攷㥢㠷㤵㙣㥥搹㥥攲晥晤敡晡㌷㜳㘲挶㕥㈰㉡㕦㐰㥢㠷㘵捣慥攲ㅣ挳ㄶ㔵㥣挸ㄷ㤰慦〷㤵敦㌴て挹〴扤㕣㝣㐹㘷㘴㜶㈰㌲ㄶ㕦㌹㡢慦收㉣ぢㅡ㍦ㅡ㕥㡡慦愲攵㔷㈸㥡㕦づ愹㠹挷搹愱㥥慡〹ㄱ㝣㕢㘴昳慡搲㈸扥搸戶㌲〷㍦㌰ㅦ㡢〵㈲戵扦㠵㔹慥戸㕥㥡㠵戹挷㜸攸摦摤改㌸㕢㤱搳㄰㤳扦㑣搲昲敤扤㠷昹㌰扦扤㌹㤳摦敤昹换收戸捡昴敡㑣昵㌰㜴㤵㡦挵㍥敦摤㑥收昱攱晢㐲昱晢户搸㑡扣㑡㤶㔷㘱㘲愰㘰挵攰㜶ㄹ挸㑣愹㡤晣㥤㡥昹ㄳ摣昳昹〶挱㤲扦挳㌱㝦戲㝢㍥㑦昸㉤昹昷㍡收㑦㜵捤捦㌷㑦㉢搴㥥挴㐲㜷㍢ㄶ㍡换戵㤰攲㤹戹㘵㐱敥㜴捣㍦搷㍤㥦㘷摡㤶晣㉤㡥昹ㄷ戸攷昳捣搹㤲㝦㥢㘳扥摦㍤㥦㘷挲㤶晣㕢ㅤ昳㉢摤昳㜹㘶㙢挹㕦攷㤸㍦搳㍤㥦㘷慡㤶晣㕢ㅣ昳㘷戹攷昳捣搳㤲㝦㤳㘳㝥㡤㝢㍥捦㈴㉤昹搷㍢收捦㜱捦攷㤹愱㈵晦㕡挷晣愸㝢㍥捦昴㉣昹㔷㍢收捦㜵捦攷㤹㥢㈵晦㑡挷晣㝡昷㝣㥥㠹㔹昲㤷㌹收㕦散㥥捦㌳㉢㑢晥ㄲ挷晣换摣昳㜹愶㘴挹扦捣㌱㝦㠹㝢㍥捦㝣㉣昹ㄷ㍢收㉦㜳捦攷㤹㡣㈵扦摥㌱晦㑡昷㝣㥥㤹㔸昲攷㍡收㕦敤㥥捦㌳つ㑢㝥搴㌱晦㕡昷㝣㥥㌹㔸昲攷㌸收㕦敦㥥捦㌳〱㑢㝥㡤㘳晥㑤慥昹搹㝣㡤㐸晢挵㡡㘷㜸扦昰摥㠶㥢㌱㡥攲ぢち〷搴㙥愱挷㤷〷昱搶搰攳挱㕥扣戵昴㜸挴ㄶ㙦ㅤ㍤ㅥ㝦挵㕢㑦㡦㐷㔳昱㌶搰攳戱㔱扣㕢改昱㐸㈷摥㐶㝡㍣㙥㠹户㠹ㅥ㡦㐲攲摤㐶㡦挷ㄴ昱㌶搳攳ㄱ㐲扣摢改㜱㝦ㄷ㙦ぢ㍤敥扤攲摤㐱㡦晢愲㜸㕢改㜱捦ㄲ敦㑥㝡摣㑦挴扢㡢ㅥ户㝡昱戶搱攳㌶㉣摥摤昴戸㐵㡡户㥤ㅥ户㉦昱敥愱挷慤㐵扣㝢改㔱㝢昱敥愳㐷㈵挵扢㥦㥥㤰ち㑤ㄲ摥ㄵ㉡㈱搷搶㉢㈴摢㝡㠵㙣㕢慦㤰捥㕥昳㘵ㄶ敤っ㈵攴摢戰㈲㠲慤㔷挴㘰㙦㐲〵ㄱ挵㠶ㄵ㜱㙣㔸ㄱ挹㠶ㄵ戱㙣㔸ㄱ捤搶㉢攲搹㝡㐵㐴㕢㕤ㄱ搳搶㉢愲摡㝡㐵㕣㕢慦㠸捣摥㠴㌵ㄶ戱㙤㔸ㄱ摤搶㉢攲摢㝡㘵㈳戰昵捡挶㘰敢㤵㡤㠲扤搶㘵㘸昱晦〰慦㠸搴攸"]
[null,null,null,null,null,"Decisioneering:7.0.0.0"]
[null,null,null,null,null,"CB_Block_7.0.0.0:6"]
[null,null,null,null,null,"㜸〱捤㝤〹㝣ㄳ㘵晡㝦摦搲㠶㑥㈸㌴〲㉡攰㤵㐲ㄱㄵ㠴㜲㠳㠸〸慤摣挸㔱㄰㍣㙢㘸㔳ㅡ㐸ㅢ㑣㔲㘸〵ㄵㄱㄷ㔴㔴ㄴて㉥㐵扣ㄵ扣〰挵㘳㕤㡢攲慥〷慥愲散敡㝡㉢散㝡敥捡慡慣户晥扦摦㘷㘶挲㈴㌳㤳收攷摦㝥㍥〶昲昴㝤摥攷晢㍣敦捣昷㍢㌳㤹㑣摥㐹戲㔴㔶㔶搶㉦㜸昰㉦ㅦ㌹㙣ㅣ㕥搶㄰㡢〷㙢㝡㤶㐴挲攱㘰㐵㍣ㄴ愹㡤昵ㅣㅥ㡤〶ㅡ挶㠷㘲昱ㄶ〰㜸捡㐳㠸挷㜲换㘳愱昳㠳㜹攵昳㠲搱ㄸ㐰戹㔹㔹㜹㜹㕡㌶攲ㅤ㡤愷捦㜴㌴㘶㘹㌹㌴㐰㘵㘹ㅥ㥡㤶㌴㜹㌴ㅡ㡤㤷愶ㄵ㑤㍥㑤㙢㥡㌶㌴〵㌴㍥㥡㠳㘸摡搲戴愳㘹㑦㜳㌰捤㈱㌴㠷搲㜴愰攱昸㕡㈷㥡挳㘰昲て㠷㈹㉢ㄹ㌱㜱收㙣慣㑤㔹㍣ㄲつ昶昰㥦愶㉦昳搰㠱㍤晢昶散㕤㕣㍣愰㘷㜱て㝦㐹㕤㌸㕥ㄷつづ慤つ搶挵愳㠱㜰て晦愴扡㤹攱㔰挵戸㘰挳搴挸㥣㘰敤搰攰捣攲扥㌳〳晤〶昵敥搷扦㝦搵攰挱㠳昲㡦㐰攱〹㈵㈳㈶㐵㠳㔵戱摦愸攴㤱㉣㌹戱㘴㐴捦㔳㠳昱摦愸攴㔱㈸㜹㙡挹㠸搲㐸㑤㈰㔴晢摢搴捣愵㥥㝤㑢㠳ㄵ㈱ちㅦっ㐶㐳戵戳㝡㘲愱㤳㐸㠶㌷戰攷㐸戰㕤ㄱ㠸挵㑢㠲攱昰㤴㘰ㄵ㌵捦慦㈱㘱挱㘸戰戶㈲ㄸ㙢㔳㜳㑡㝤㐵㌰㙣㠴㘳㜹㌵愷〵愲愷〶㙡㠲㌹㙣ㄴ搴攸㥡㡤愹っ搶挶㐳昱㠶搶㌵搳㘲挱㈹㠱摡㔹㐱㐲㜲㙢㐶搵㠵㉡㜳㜲㔴㑥㑥㔶㡢㙥㑥ぢ㈳挲昴ㅣㄹ慤㈸愹づ㐴攳攲㔱戲摥㑥㔸换搶㈱ぢ㥥戴㔸摣㠲晣㈹㔹ㄴ愹㉣㔴㌳㉥ㄸ慤つ㠶㌹〸愵敢㥥〲ㄲ㑥㜴收ㄳ攴㤸㙢㐳㕤㔴㉢㘳㕦攳慡㜰ㄴ捤㑦㔳〸攳改っ搳㜶㝣㈴ㄶぢ挶晣挷晢愷㑣ㅢ攴㉦㈹ㅢ敦敦慢㜵㈱愲〸㐶攵扣㠵㕤搷㕡㠱扢㑦㜶㜹㈰扢㝣㘶㜶㜹㐵㜶㜹㘵㜶㜹㌰扢扣㉡扢㝣㔶㜶㜹㜵㜶㜹㈸扢㝣㜶㜶昹ㅣ㘰捣㐷㕥换㤶搹挶攳敡㐷昶敦ㅡ晣敦ぢ㐶㍤戴敢戵慢慢㉦㝣晣㘴挵扤㔵㜶摢愳搱搰扡挱㜸㡥㠱㘹㡦つ搳㕦ㄲ㠹挵㘵㤹晡挸㌲昵搶㡥㈵收㌸ㄸ愵晥㠶㘵攲㜲慤㌸㘸㝣昸㕦㍤㍥ㅡ昳挴㤹て晣扣收挱㌷㥥㔶摣昳愵㘰て㠲㡦㠷昱昴㠴戱慥愲㕥慥扦搶㡢㠸㘲ㄸ愵㕥㌶捡㤵扤㌱戹搵㜱㘷昴㍢昵戶ㄵ㐳ぢ慥㝣㈵晢㑢挵㘳㠸㤴敢㐳㜰㕦ㄸ㑦㍦㤸攴攵敢㉢换搷㑦敢㑦捣〰ㄸ愵㥥㌷ち昶㕣㝣搲㐳㤳昷㝣㌶晡昲㤷戵户敦慣㥥㔲慤戸㙤㑡挱㐱〴て㠶昱㥣〰㘳㕤扥㝥挶敡づ㈱攲㐴ㄸ愵㥥㌱捡㌵っ㉡㤸ㄱ㥣㜱攳戸慢㈶晣挳昷捥㌵愳收㈸ㅥ搹愴摣㐹〴て㠳昱㥣っ㘳㉤㌷搰㔰㜴㌸ㄱ㈳㘰㤴㝡搲㈸户㝢㐶晤昰㌷㝢㥤㌴攲收㐹㙦㥥㍦昵㡦㙤㙥㔲㍣㐶㑡戹㔲㠲㑦㠱昱㡣㠴戱㤶搳搹敢慢㡤㈲㘲㌴㡣㔲摢㡣㜲愳〶搴㝥晡㔳扢戲搱ㅢ收晦昰挱㘳敤㙥㡤㈸ㅥ㙤愵摣㔸㠲挷挱㜸挶挳㈴戳㘷捡㌱㠱㤸㔳㘱㤴㝡挸㈸戸收慣㕢㜲扦摣㕣㌰昲㤲㍥ㅢ扢㍥搵㝢晡㐲挵㑤㑦ち㑥㈲㜸㌲㡣㘷ち㑣㜲㐱㕤㡥晥㕡ㄹ㌱㔳㘱㤴摡㘸ㄴ晣攴㠳扤㔵㝦㍣㘲晦搸㙤㥤㔷捤昷㕤扦散㌲挵㔷〱㈹㜸ㅡ挱搳㘱㍣㌳㘰慣㉢摣㕦昸㉢搶㑥㈷攲っㄸ愵敥㌰捡㍤㍢㜶敦㤶敦㘶てㅤ㝤摦敥㕦㡥戸昱㠲挲㔱㡡慦㈷㔲敥㉣㠲捦㠶昱㥣〳㘳㉤愷敦㘰晤戴㜲㈲捥㠵㔱㙡扤㔱敥攱㜷㌷攵ㅥ㕦㕣㍦昱敡戱慤挶晤敦扥㠶㤱㡡慦㑣㔲㙥㈶挱ㄵ㌰㥥㑡ㄸ㙢㌹㕤摤㝥㕡㤰㠸㉡ㄸ愵㔶ㅢ攵敥ㅦ摡㘹㈲㌶㤷㤲昵㝢昲慦㤹戱㝢搷㌴挵搷㌸㈹㔷㑤㜰〸挶㌳ㅢ挶㕡㑥ㄷ愳㥦挶晤㔷ぢ挳㈸戵搲㈸㔷㍢㙤攴㥤㤷扤扤㝣攴ㄵ晦戸晦晡㍤摤㔶晣㐹昱搵㔲捡搵ㄲㅣ㠱昱捣㠵戱㤶搳㔷戶㡦㜶ㅥㄱ㔱ㄸ愵慥㌴捡㔵㥥晡㜸攷㐳㔶てㅡ扤愱㈸敢搵摤㔷㝥扥㔲昱㜵㔷捡挵〹慥㠳昱捣㠳戱㤶ㅢ㘰㙣捡昳㠹愸㠷㔱㙡愹㔱㙥挸搶㉤敦昴㍡敡攳㔱㔷㥤戰㘵挱攷㐷っ㔹愷昸ち㉥攵捥㈷㜸〱㡣㘷㈱㑣昲愶㘲慥敥〵挴㕣〸愳搴挵㐶挱㡦㌶扦㜰收昳㝦㡡㡤扢㜳摣户攷昴挹摢攳㔱㍣ㅢ㤰㠲㡢〸扥ㄸ挶戳ㄸ㈶戹愰扥敤昵搵㉥㈱㘶〹㡣㔲ぢ㡣㠲慤摢ㄶ㜵㝥户㘳敢搲挷㕥晢敢㠲昶㉤㕦㘸愱㜸㘶㈱〵晦㐰昰㔲ㄸ捦㌲㤸攴㠲扤㘵㤵晢㘸㤷ㄱ㜳㌹㡣㔲㜵㐶挱㔳㈲㡦㥤㌳昲昸愷㐶㕣㝥㙢搵摤㕢换㜳㥥㔵㍣㑢㤱㠲换〹扥ㄲ挶㜳ㄵ㡣㤵㐱㝤㘳敥慤㕤㑤挴ちㄸ愵㈲㐶戹挳㑥㡡摦户愹慣㜰搴戵㐳づ敦㜰㑦搷㘵晢ㄵ捦㜷愴摣戵〴慦㠴昱㕣〷㘳㉤愷昳㔷慣㕤㑦挴つ㌰㑡㠵㡣㜲愳摡㝥㜴攱捣㡢㜷㥤扣昱敡摣㜷㉥㕤㜸㐱㥤攲㤹㤳㤴㕢㐵昰㙡ㄸ捦ㅡㄸ㙢㌹㝤㜳㈹搶搶ㄲ戱づ㐶愹ち愳摣昲つ㕦㝤ㅥ摢扦㜰挲㙤〳挷敥㥦㜴散挴㝥慡〳挲㔲敥㘶㠲搷挳㜸㙥㠱戱㤶搳昷㡤㍥摡〶㈲㙥㠵㔱敡㙣愳摣㥢㑦㝤搶敥㠹慦㝤愳㤷㕣搵改扤愲慦ㅥ晡㐸昱㙣㑥捡摤㑥昰ㅤ㌰㥥㍢㘱㤲挵搰㔷户慦㜶ㄷ㌱㜷挳㈸㌵摤㈸㌸㜹挴ち摦㔵搱愹愵㑦㍣㝣敥㤳㡦㡦㠸㍥愲㍡㈱㉣〵敦㈵㜸㈳㡣㘷ㄳ㑣㜲㐱㕤摤摥摡㝤挴摣て愳搴㘴愳攰晥㉥て昵㥥㝢㘵晢㔱㑢晦㌹㜹昱戶ぢ捦㝢㕣昱㉣㔳ち㍥㐸昰㐳㌰㥥捤㌰挹〵昵敤慦㡦戶㠵㤸慤㌰㑡㡤㌳ち晥晤愲愱㜳敢愷㉤㥦戸㜲㤸敦愲㙢㝦摡戵㈷晦ㄱ㠴㈷ㅢ㘷〶愵搱挰㝣㥣㕥ㅤ㌸㜱敢搳戳㤸晦㥡㍥㕦挵改㙡㔵晦慡㠱㔵扤㝢㔷昶㉦づ昴つ攴晡㔱㌶搳ㄳ㈵敥〲昹㔵搳㐳戵㤵㤱昹㜲收㤴㕦㌵㌲ㄴ㡥〷愳攲ㄴ㔴攱㡦㝥昶㈷㝥敢慡㔳敡㜱捥㕣愱㥦㘴戵慦㉡〹㐶攳㌸摢㡣㌷ㅣ㌸昳㍡㝣㐴㈰ㄶ㍣攰㜶㌷㙡㡦㠸搴搵㔶挶づ㜳づ㤶挵〳昱㘰愷搴搸㠱㈲戶戴㌲㥣㡡〶㘳戲㐸㐷愶愶㥤ㄶ〸搷〵㠷搷㠷昴昰ㄱ㈹㘱㥣㤴㐶㘶扡㐷㐷㐶㠳攷㈵愲戶㈵ㅡ㡥㜷㐹昳愴戶㙤㉤昵㤰扥㕣晥㤲敡㐸㉣㔸㉢㡢搷扤㘶㔲愸㘲㑥㌰㕡ㄶ攴㝢慣㘰愵慣敡挱っㄹ㘷挶摤㈷搶㘲㐵㜱慥㕢搹搹摡㑢愲㠳戵㤵挱㑡㉣敦㕣戰摣㌰㌵㌰㌳ㅣ㍣㈴〹愲㡦㠹㐰挷愴敥㤱㤱㡡扡㔸㐹愴㌶ㅥ㡤㠴㤳㈳挳㉢攷〵㜰㌶㕥㌹㈱㔲ㄹ捣㤱㐷㤶㙥㔵㔶㡢ㄶ㑡㘵ㅤ攳㜴㕡换摡㌱㥥昸㕡㌶ㄲ㥥㕥愷〷㕢㌶㈲㠲ㅤ㑦㤸ㄳ㤵搱戰㙣㘴挴ㅦ㥢㜶㐹慣ㅢ㈱搱挵㘹搱づㅢ㈹㤳㍡㈴敦㜸㍤愷㐰ㅦ攸㄰づ㜲慦捣㉥㜲㉦㜹㘰扢㙣㘲㐹㉤慡昰㉤㌵搱㘹㐸㤳戲㠹㙤慦㜹挱搹搹敤㡣戵㍦㘵ㅥ摥㜳㡤づ搴㔶㠶㠳搱戴ㄷ〴ㄴ㤷㐸摢㐶昳㈸捤㘳㌴㡦搳㍣〱㤳㕢㡡㘳㥣㉢愳㌹㐰愸㝡搵㤰㍢㍦㔴ㄹ慦昶㔴〷㐳戳慡攳攸挳㠵㠴扣㍣搲㙤㝢㘸㑦愲㑢晢ㄳ捤㔳㌰㕥㙦㤶愷ㄱ㝦戳㍣㕥㍣戲㜲昹挶改晦晥昶㉥ㅢ㔹㥡扣㥢挴㝢晤㔸㙥つ摥戴挶㕡戴㜰㕡敢搱㠱㔸㜵㥣㍢㕣晡㈰敢㙤愷㜹ㅡ㈶晦ㄹ㤸〹愳㠳㘱散慥扦搱㘵㠲摣㉥㈸搹攴ㅢ㔲㥥㘷ㅤ㔲㔳搶㔰㕢㔱ㅤ㡤搴攲㔲㑤㘹㈰ㅥㄸ㕥㠱㜷摤㌱ㄵ昰搴㡣㡦㤴搴挵㍤㌵愳㐳昸㤳㕦㌳㈵㌸㌷ㄸ㠸㤷攰㘸ㅣ㙦㕤㌳ㅥ敦搸攵㜰㌹愶戲㍥户㐶㝦戳㕤ㅡ㡣㔵㘸㝣㔷㍥〶㐷㥦㝡て㕡㌸㥣收搷昰㜸ㄲ慣㡦戳㜴换㥡㐹〱扣慢㡦㙢〰㜵㤷㉣扤挵捣搶搲㘷㘶㝢つてㄵ㝣搲戴㔴㘹㈵ㅤ㝡愵㉣㙥㈰㜸愱挴换㙢㡥㘱㔳㜷㤴㘹昱㔰㌸搶搳㘰户㘷㘹〴㤷㙣㠲㜲戱㡡慣㝢㍣搸㡥㍣㘹戵㑡摤㥦昹戶㝥㘲挵㑣扤㉣ㄶ㘵㔴㌴㔲㌷昷㐸搴晡慤敡戰㔶㤶戶〳㘶晤㝦敦ㅤ搲昵愶〷㝥㌱晥㕥㠴㍤㐵ㅥ㥥㘷ㄱ戴㥥㉤㤹敦晣ㅢ搱㑦〴晥挸㐳晢ぢ晥㜸㌵挲戵㐶ㄸ㝢㉣户〸摤㡥挷㔸㤷㡢ㄲ戹挰攷搷㠰㠰愹搱愰㕣㘵挹ㄳ愷㘱㙥戰㜵捤昴㐸㜴捥捣㐸㘴づ户㠷㌶攲挵慡㠳挱㌸㉦㕤戴㌲慥搴戰慤㤴㙡搱㈲改慡㠴攵ㅡ挷㔱愸敦㜹ㄱ愶昵昰㜰搸㙦㔶㡣㜹㜶愲慢〵㕥㑢㍣㉦愱搱㝤㝣㐹㐹昹㠴㘰㘵愸慥㘶㐲〴搷敢晣挵〳㡦㉦敥㝦㝣㥦攲摥㝤晣㜳攵㥡㕣㠰㔷㈵㝢搶㠷㘳㌵慡て搶㥡搷ㅢ慡㠶て昹晣㡢攵㝢㈷㕥晣搵ㄵ敦㉥㡡挴昶愹摥㐶挰㜶㘵攳㘸っ攱挷㔳㝢㠵㘶ㄷ捤慢㌴慦搱散㠶㔱摤㤱捡〳ㄷ摡挹て敤敦昰戵搷㘹摥㠰挱㈱㐷㠸搷㡦㍥慡ㅢ扡㜸〴搲摥愴㜹ぢ㐶昱挲〸㜷搶㉣敤㙤ㄸ㔷挵摦㐱㌰昹㜴㔱㍦愱敤㙤搷昵㍤㐰扤ㅡㄳ㕣㘲敡㌸挴愸扢㐶㥥㌵㌲慢㤱㔵搵挹㈰挴挶㔴㐷㈳㘰扢㘴搳〳㘹㝥收㝦㑣昳〹捤愷㌴㥦搱㝣づ愳摡戹㌲昵ㅦ㘲扥愰搹〷㤳挲搴昱攸ㄲ愶扥㈴攰㉢ㄸ搵ぢ㐶㘷敡㙢戴㕣㤹摡㡦愰㜵摦搰㜹敡㙦攷攲ㅢ〰扤ㅡ攱㉥㌱㔵㡣㤸ㄳ㑦搹㙥㍣㈹㈳㘰扢ㄶ搵〷㤵晣ㅣ㈹㑢挱昰㐸愵㘵搳戴愰攱㌵㜵昵挳捦㙥㕢㤴㠷㤸㤶㌴㜹㌰㈹㍣昵㐵搱㐲ㄶ昶ㄲ搰ち㐶昵㠷慢昳㤴て搷㤵愷搶〸㈶㙦㔱收戵戰㐶ㄴ挰㡡㈴㌶㙥慤〰㔰慦挶〴㍢㔳ㄲ㔳〳㤰攲挴搴愷㔸㉢挷㝤敦ㄳ㈳㘰扢挸㌶〸㤵晣㜸㙡ㅤ㌸㕣㐷㥡㑥㌴㠷搱ㅣづ愳昶戸㌲㜵㈴㌱㐷搱昸㘱㔲㤸ㅡ㡣愲㠵㉣摣㤹㠰㉥㌰㙡〸㕣㥤愹㈲戸慥㑣㜵㐵搰扡㐵㤹ㄷ昹ㅡ㤱㥥挴㔳㌷〰扤ㅡ攱㜶㥥㈴愶㑥㐴㡡ㄳ㑦慦扡昱戴换〸搸慥ㅥ㥥㠴㑡㝥㍣戵㘲づ搷㥢愶て㑤㕦㥡㝥㌰敡㐵㔷㥥〶㄰㌳㤰㘶㄰㑣ち㑦挳㔰戴㤰㠵㑦㈰㘰〸㡣ㅡづ㔷攷改㐴戸慥㍣つ㐵搰捡㤳㜹昵戲ㄱ改㐹㍣つ〳搰慢ㄱ㙥攷㐹㘲㙡〴㔲㥣㜸㝡摣㡤愷挷㡣㠰敤戲㘸㈹㉡昹昱搴㐶㜳戸㌱㌴㘳㘹挶搱㡣㠷㔱㕢㕣㜹㍡㤵㤸㠹㌴㤳㘰㔲㜸㍡〵㐵ぢ㔹㜸ち〱㘵㌰㙡ㄴ㕣㥤愷愹㜰㕤㜹㥡㠶愰㤵㈷昳搲㐴㈳搲㤳㜸㥡づ愰㔷㈳摣捥㤳挴搴㘸愴㌸昱㜴慢ㅢ㑦ㅢ㡣㠰敤㝡敦㔸㔴昲攳愹㥤换攱〲㌴㌳㘹㉡㘸㉡㘱搴㕡㔷㥥慡㠸㤹㐵㔳つ㤳挲搳㌸ㄴ㉤㘴攱搹〴捣㠱㔱ㄳ攰敡㍣㠵攱扡昲㔴㠳㘰昲ㄱ捡昵㔸ㅥ〱搴慢㌱挱捥㤴挴搴愹ㄸ搳㠹愹换摤㤸扡捣〸搸㉥㘴㑦㐲㈵㍦㥥㕡㍤㠷㙢愰㌹㥦㘶〱捤㐲ㄸ㜵㠹㉢㔳ㄷㄲ㜳ㄱ捤㈲㤸ㄴ愶㈶愳㘸㈱ぢ㉦㈶攰ㄲㄸ㔵〶㔷㘷㙡〹㕣㔷愶㉥㐵㌰㤹㈹昳㐲㝡㈳ち㈴㙤㔳㑢〱昵㙡㑣戰㌳㈵㌱㌵ㄵ㈹㑥㑣㐵摤㤸㍡捦〸搸慥搰㥦㠶㑡㝥㍣戵ㄵㅣ敥ㅡ㥡㙢㘹㔶搲㕣〷愳收戸㌲㜵〳㌱㌷搲慣㠲㐹㘱㙡㍡㡡ㄶ戲昰ㅡ〲搶挲愸搳攱敡㑣慤㠳敢捡搴㑤〸㕡昷㍤昳ㄳ㠲㐶愴㈷昱戴ㅥ㐰慦㐶戸㥤㈷㠹愹㌳㤰攲挴搳ㄹ㙥㍣㥤㙥〴㙣ㅦ㍤㥣㠵㑡㝥㍣戵扢㌹摣㍤㌴昷搲㙣愴搹〴愳捡㕣㜹扡㥦㤸〷㘸ㅥ㠴㐹攱改㙣ㄴ㉤㘴攱捤〴㙣㠱㔱攵㜰㜵㥥戶挲㜵攵改㘱〴慤㍣㤹ㅦ㝤㌴㈲㍤㠹愷㙤〰㝡㌵挲敤㍣㐹㑣㥤㡢ㄴ㈷㥥㐶戸昱㌴摣〸搸㍥㔳㤹㠹㑡㝥㍣戵㐶づ户㥤收㘹㥡㘷㘸㜶挰愸㈱慥㍣晤㤹㤸扦搰㍣〷㤳挲㔳〵㡡ㄶ戲昰ぢ〴扣〸愳㠲㜰㜵㥥㜶挲㜵攵改㈵〴慤㍣㤹㥦改㌴㈲㍤㠹愷㤷〱昴㙡㠴摢㜹㤲㤸攲㈷㐰㑥㍣ㅤ攷挶搳戱㐶挰昶㘱㔱㌵㉡昹昱搴摥攰㜰晦愰㜹㤳收㉤㥡户㘱㔴ㄷ㔷㥥摥㈵收㍤㥡昷㘱㔲㜸攲攷㑥㠵㉣晣㈱〱㝢㘰搴ㅣ戸㍡㑦㝢攱扡昲昴㑦〴慤㍣改㐷昲㝥㜶㉥㍥〲搰慢ㄱ敥ㄲ㔳㘱㡣攸挴㔳㕢㌷㥥づ㌲〲戶㑦挱㙡㔱挹㡦愷戶㡦挳晤㤷收㑢㥡慦㘸扥㠶㔱慤㕣㜹晡ㅦ㌱摦搰㝣ぢ㤳挲㔳〴㐵ぢ㔹昸㝢〲㝥㠰㔱攷挱搵㜹晡ㄱ慥㉢㑦㍦㈱㘸攵挹晣ㄴ慥ㄱ改㐹摢搳㉦〰㝡㌵挲敤㍣㐹㑣㐵㤱攲挴搳昷㍦戹㥣㤳㝦㘷〴㙣ㅦ敦昱㡡㥢ㅦ㑦㉤㉦ㅢ㠶㌳㜸㌴㉦㑤㉢㥡㝣ㄸ昵ㄵ㔲㥤摦て户㈱愶㠰㠶㤳㝤㔲㜸慡㐳搱㐲ㄶ㙥㑢㐰㍢ㄸ㌵ㅦ慥捥㔳㝢戸慥㍣ㅤ㡣愰㤵㈷昳攳挵㐶愴㈷昱㜴㈸㠰㕥㡤㜰㍢㑦ㄲ㔳昵㐸㜱攲改㐳㌷㥥㍥㌰〲戶捦㉤捦㐷㈵㍦㥥㥡㥦挳ㄵ搲㜴愶改㐲㔳〴愳摥㜲攵改㘸㘲扡搱ㅣ〳㤳挲搳〲ㄴㄵ㥥㡥㈳愰㍢㡣扡〰㕤㍡㑦㍤攰扡昲㜴㍣㠲挹㘷〶慥㝢㕥㉦㐰扤ㅡㄳ散㑣㐹㑣㕤㠸㌱㥤㤸㝡挱㡤愹攷㡤㠰敤〳搹㐵愸攴挷㔳ㅢ挴攱〶搳㥣㐰㌳㠴收㐴ㄸ昵㡣㉢㔳㈷ㄱ㌳㡣收㘴㤸ㄴ愶㉥㐶㔱㘱㙡〴〱㈵㌰敡ㄲ㜴改㑣㤵挲㜵㘵敡ㄴ〴㤳㤹㌲㍦㄰㙥㐴㠱愴㙤㙡ㄴ愰㕥㡤〹㜶愶㈴愶㤶㈰挵㠹愹捤㙥㑣㍤㘴〴㙣㥦㌴昳〳㘶㍦㥥摡㈴づ㌷㤹㘶ち㑤ㄹ捤㔴ㄸ戵搱㤵愹搳㠸㤹㑥㌳〳㈶㠵愹愵㈸㉡㑣㥤㐱挰㤹㌰㡡ㅦ㔴敢㑣㥤〵搷㤵愹戳ㄱ㑣㘶捡晣愴扢ㄱ〵㤲㤸㉡〷搴慢㌱挱捥㤴挴搴攵㐸㜱㘲㙡㡤ㅢ㔳慢㡤㠰敤㈳昴攵愸攴挷㔳慢收㜰㈱㥡搹㌴㜳㘸挲㌰㙡愵㉢㔳戵挴㐴㘸收挲愴㌰㜵㈵㡡ち㔳㔱〲㘲㌰敡㙡㜴改㑣挵攱扡㌲㔵㠷愰昵㈸㘵㝥㠴摦㠸昴㈴㥥收〳攸搵〸户昳㈴㌱戵〲㈹㑥㍣㉤㜶攳改㘲㈳㘰㥢ㅢ㜰㉤㉡昹昱搴ㄶ㜱戸㡢㘹ㄶ搳㕣㐲戳〴㐶㉤㜰攵改て挴㉣愵㔹〶㤳挲搳㑡ㄴㄵ㥥㉥㈷攰ちㄸ㜵㍤扡㜴㥥㤶挳㜵攵改㑡〴慤㍣改挷愸㘲㍢ㄷ㔷〳攸搵〸㜷㠹愹ㅢ㌰愲ㄳ㑦戳摤㜸ちㄹ〱摢愴㠷㔵愸攴挷㔳㕢挵攱㔶搳慣愱㔹㑢戳づ㐶㔵戸昲㜴㌳㌱敢㘹㙥㠱㐹攱㘹㌵㡡ち㑦户ㄲ㜰ㅢ㡣㕡㡢㉥㥤愷摢攱扡昲㜴〷㠲㔶㥥捣㐹ㄷ㡤㐸㑦摡㥥敥〲搰慢ㄱ㙥攷㐹㘲㡡㔳㌴㥣㜸㥡攲挶搳㘴㈳㘰㥢捤㜱㌳㉡昹昱搴ㅥ攴㜰て搱㙣愶搹㐲戳ㄵ㐶㡤㜳攵改ㄱ㘲戶搱㍣ち㤳挲搳㝡ㄴㄵ㥥ㅥ㈷攰〹ㄸ戵〱㕤㍡㑦㝦㠴敢捡搳㤳〸㕡㜹㌲㘷㤳㌴㈲㍤㠹愷愷〰昴㙡㠴摢㜹㤲㤸扡ㄵ㈹㑥㍣㥤攰挶搳㘰㈳㘰㥢愶㜲㍢㉡昹昱搴㥥攳㜰捦搳扣㐰昳㈲捤㑥ㄸ搵搷㤵愷扦ㄲ昳㌲捤㉢㌰㈹㍣摤㠱愲挲搳慢〴扣〶愳敥㐲㤷捥搳㙥戸慥㍣晤つ挱攴㈳戹扥攷昵戵戳昱㍡愰㕥㡤〹㉥㌱挵㐹㌵㑥㑣㜵㜶㘳慡搰〸搸收摦摣㡢㑡㝥㍣戵昷㌹摣〷㌴ㅦ搲散愱搹ぢ愳づ㜳㘵敡㕦挴㝣㐴昳㌱㑣ち㔳ㅢ㔱㔴㤸晡㤴㠰捦㘰搴㝤攸搲㤹晡ㅣ慥㉢㔳晦㐶㌰㤹㈹㜳晥㑦㈳ち㈴㙤㔳㕦〰敡搵㤸㘰㘷㑡㘲㡡戳㠵㥣㤸昲扡㌱愵ㄹ〱摢挴愲〷㔱挹㡦愷昶㉤㠷晢㡥收㝢㥡ㅦ㘸㝥㠴㔱㉤㕣㤹晡㤹㤸㕦㘸㌸㌷㈹㠵㈹捥㔱ㄲ愶戲ㄱ搳㕡挰愸㉤攸搲㤹捡㠱敢捡ㄴ愷㝥㈷㌳㘵㑥㙣㙡㐴㠱㈴愶㕡〲敡搵㤸㘰㘷㑡㘲㙡㉢㔲㥣㤸晡昲㐷㤷昷㌰晦㌵〲愹㌳愶㜲户愱㔲敡㐷挳㌲昹㍡㌱㤷挴㌲㑢愵つ挰㥥慡㘹戵愱㜸慣㔵搵昰扡㜸㘴㘴㈸㕥ㅡ㡢攷㔷挱愰㈹㈹㥤㘴摡㠵㈵愹㝢搵㘹愱攰晣愹昸㈴昴㈸㝢〸昳搲㑢敡㘲昱㠸㝣敡㝤愴㍤㕥ㅡ㌹㌵ㄲ㉦つ挵收㠶〳つ㐵づ㘱㍤㌲扤㍡㔸㡢㜹㐰㔱㑣〷㙡ちㄴ㤹㍢㌷㔸改戰㡣㘵㤱扡㘸㐵㜰㑣改敦㘱㈶㤱搲㍦扥挷㐶捡㌹㐴慡慢晢捣ㄹぢ敦㐷㐰㥢㙣㝣㠴慣㝥摤㐴ㄴ㡦て㥢㥢㘷摣昴敡㕥つ㔱摣㌰〲㈷㡢㘳㜳㜶〸愶㠷㍣摡攴㔶㘲㤹㥥搴ち㘰㙦ㄵ㤴搵晢㕡ㅢ昳摦挶搴挶㐲㤵㐱慦攱㑤〸搵戶㌱㥡ㄳ敢攲㐹㤱㐰㝤㍢㈳㠲㡦扡㈷搶㐲晤㡡㐰戴昲昷㈰っ㔶って㕤ㄵ攵挱扦㕦挷戵㕥㈶㉢㙢ㅦ㉦㐸昰戱敦㈲ㅣ㘷挸㌳攷〰㌹捥㍡㐸散㡤㘸㔸㘶㜶ㄵ〰摦㥡㔴㈷扡昳攸㑤〸〶㙡㐵㠱戲㜸㘵㘹㜰㕥ㅢ㐱〴戱㝤攳㙥㤰㜰戰㕤戲㉢昳㔱戴慡攱㌳㘳㤱㜰㕤㍣搸㈶搱㤲晤㕣慢㥡ㄲっ㘳搶挰扣㘰㝥愲㌵愹㈲㡥㜹㡣㠹㝡㥣㠱昷晢㔱〷㡣攴ㄸち㈹搱挸㤳收昰㤶扣ㄲ摣㠵㝥愵愲㄰戲㑡ㅥ晦ㄹ愶搶慣收攳㥥㘱㔹㘶㠳摡㐲㕣捥敤捡㝣ㅡㅥ昷愲㜶收散㔰晤〰㈷挷慥㝣戳㡦㌳攰㕡㔷挹㘱て搳㕣㜹㈳㔰〱㜷㥢㌰敥搰㡡㠷㉡〲攱㜰㐳㥢慡㌱戵ㄵ攱扡捡攰昸挰捣㘰搸㍣㘴㐷愲㌵扦ㄳ扤㜲戸昹敢㕡愵攱挵㤸㥢㌸〶㜷捥㤹㤳晥㝥昵㔱づ㔷搴捣㔷㔵搴搰㘵㜹〲ぢ昱㝦㥥敦攸㐵㔲摢〳戳㜵攵摥㉡ㅣ搲㙣㕤㍣㤶㜱㔲㔸㘲捡愴散㙤ㄶ搸昸挸昸〸愶戳㔶㕡扡㐶㠷昴慥摦捤㍥㈵ㄲ㜹㍣㥥㕦晢摡〲慥昰搸㘷㑣㥣挰挱㑥昷㠷昱散㡡㍢挶㤳昰㔳愷㤳㔹捥㐱攴㘵㕦づ㠰㍥〰ぢ㜸昴搲捦ㄹ愶㠶攲攱㘰慢㉡㠹㑢㍢㡦扢〳搹㙣㔹㌵戵ㅡ昳戰㑡㕢㔷㡤㡡㠶㉡挳愱摡㈰捦㍦㌰扤㥡昷戳㡤て捥挲㐴攰㐹㤱㔸㠸㤳愱㕡㔷㑤㡤〶㙡㘳㜳㌹〳慦愲愱㙤㤲㈷㘲攵㔶㡤〸搵㘲攷搱挷㘴扢愰慡慣㍡㌲ㅦ㜷㜹搶搵搴㡥ち捣㡤晤㉥㠴㌲㕥㑡挰㤰扥㐷㘵慢散㙣㤵㤷㥤昷㙢㕦愳戰㠵愳㈴㈷攸㘴搳ㄸ㔲晤〹慤㌴晢㉡㔵㌲愶㘱㜳㕦攵㌲㈵摤戵攸㌸㌷㌴㜱㡢㉣㡦扦㕡㝢散愰昹〷挳㡣ㄹ㌵㙤捣㠱挹晢晦㍦昷㥢收㍥㠵挲㘹㕥〵㘴慢㐸㑣ㄴ㍥ㄸ攰㌶晡㤶挲㍥㙥㌸㥡〸㑥㉦㜵敢昳㔶〹㠶ㅢ㈲㕥㌸〹㘷㜳㈴收㜶收㘳扦挷㔱ㄷ㔳㘲㜱戸㙤愳㍢㍣㤱慢〹㠴㘳㐶慣㈴㔲㔳ㄳ攰㤶挵慤戲っ㠷散㘰㥥㥣㔵攳㐰愲㔵挱挸收㘷㜴〵敡搱ㄵ愸㤷㉥扣ㄲ㜳昲扦戴㔹㉢㌲㉢㄰つ挵慢㙢㐲ㄵ㜹㜴㌸㐱晦㜷戱㐹㘲ぢ捡〱㤹收㐳戶㑢㥣愲愶捥扦搵愷㡣㐲敤㥥㜸搷㐰敡愸㍥㌶摣㙣㜹昹㔶扦㜲㘶㌵㑥㕦㌵㥥搳㙡㠷挲攴攲敤ㅣ㍡㡣㝤挴㜲摥㠵ㅥ㌹〶攵㙣〷㈰敤㝣搷㤶〰㜸挷㐷〲㤵㈳㜱户㐶㈴摡搲戸ㄱ㍡て㈲昲搸ㄱ昵㜱㡡㜳〹敥〳挰晤〵昳㜰愲ㅢ捤㘳㐷ㄹ㘶て攷㜰㜲戴㐷㔷㡢㝢㘷㔶㙥㙥慢㍣愷戱挶㤸戵㡡㡣㠹㥦搶ㅢ挹挷搸敡㝦㍥㜹㄰づ愱㕣〱㥥㉢㘸ㅤ戸戲ㅤ㘱搴搳㜰戹㍥㈹㠰㑥〴ㅣ㐶㌶㜶㈰㤸扡㍦戸捥〷㐶㐲㔶㙥つ攷㈹攷搵㜰㜵㜰㑥攱挱散㘵捣㜷〶㈵㥥㔶㜹捦㈰慥ㅤづ搴㑢㍢㜷づ㐵㍢㑢晤〵挶ㅣ㥦ㅢ㠰戱㠰㐷〰愳ㅤ〹愳㕥㐱㈷摦㜸㝡㡥愲搷ㄵㅦっ攱慦攵晤㠶攲摣㔲扥攷㌰ㅦㄶ挵㜴扤搴慢〸昱㙣㤹〷愹愶捥扣搴㙢挰昱散ぢㅦ㍥㜱ㄹㅡ搱㌲㕦晥搵㙥㌸㍣〵搰ㅦ慥㉦㔲㡡ㄳ㔸昹㐲㤵攵㜸㘰㔴慦㈳挲㠳愳搶㠵慢昴〶㕡㍣攸㜰㈳攴㍡㙡㕤㘱㥡摣〸搵㥢挸㌰㠹㘳戶㐱摣搱慣搰㡤㜵摦㜲〶ㅣ㐳挰戱〴㜰戲㉣搵搵㡥㠳㤷㄰攴㍤㑢㥡㐵㤰敥㑣敢挱㌴㑥㔳ㄵ㐱㡥㠷㤷㜸ㄷ搸ㄳ㡥㔵ㄵ捥㘳㑤慦捡愷㐰㘴慣捡㘷〰敢慡昴攲㠲㌴挲㑤愸挲㌹戲㤹愸昲ㅦ攰搲愸昲〵挲愲㑡㙦慥攵㍥㜸愶㉡㕣㔱慤㉦㑣搳慡㝣㠹㌴〷㔵晡戱㐲㝦搶晤捡ㄹ㌰㠰㠰㠱〴㝣つ㠰愸㌲〸㕥㐲㤵㙦㉣㘹ㄶ㔵〶㌳敤〴愶㜱摢ㄶ㔵㠶搰挳㙥㜲㈲晥㕡〵攱〱㉤扤㈰搹㐰㘴㉣㐸ぢ㠰㜵㐱㠶㜲ㄹㅡ㘵㌰晤㉣㔹昱㕣㍤ㄳ㐱㍣挰愵ㄱ愴㈵挲㈲挸㌰慥㔲ㅥ㍣㔳㄰慥愳㌶ㅣ愶㘹㐱扣㐸摢㡥㠵㑢㌹扥㡤㘰㠵ㄲ搶㙤攵っ㈸㈵攰ㄴ〲昲〱㄰㐱㐶挲㑢〸㔲㘰㐹戳〸㌲㡡㘹愳㤹搶〱〰ㄱ㘴っ扣挴㙥㌲ㄶ㡥㔵ㄵ㑥捥㑤慦㑡㈷㈰㌲㔶攵㌰㠰㜵㔵挶㜱㐱㤲㔴㌹ㅣ戱㑣㔴攱っ攰㌴慡ㅣ㠵戰愸㌲㠱㙢改㠷㘷慡挲ㄵ搵㈶挲㌴慤㑡㘷愴㙤户慢㌲㠹ㄵ㈶戳㙥ㄷ㘷挰ㄴ〲捡〸㈸〲㐰㔴㤹ち㉦愱㑡㌷㑢㥡㐵㤵㘹㑣㍢㡤㘹挵〰㠸㉡搳攱㈵㔴㤹〱挷慡ち愷〲愷㔷愵て㄰ㄹ慢搲ㄷ㘰㕤㤵搳戹㈰㐹慡昴㐳㉣ㄳ㔵㌸摦㌸㡤㉡〳ㄱㄶ㔵捥攴㕡づ㠲㘷慡挲ㄵ搵捥㠶㘹㕡㤵ㄳ㤰戶摤慥捡㌹慣㔰捥扡㐳㥣〱攷ㄲ㄰㈰攰㐴〰㐴㤵㤹昰ㄲ慡っ戳愴㔹㔴愹㘰㕡㈵搳㐶〳㈰慡〴攱㈵㔴愹㠲㘳㔵㠵ㄳ㡦搳慢㌲ㄶ㠸㡣㔵ㄹ〷戰慥捡㉣㉥㐸㤲㉡攳ㄱ换㐴ㄵ捥㙥㑥愳捡㐴㠴㐵㤵㄰搷㜲ㄲ㍣㔳ㄵ慥愸㌶〷愶㘹㔵愶㈰㙤扢㕤㤵㌰㉢搴戰㙥㤹㌳愰㤶㠰〸〱㔳〱㄰㔵收挲㑢愸㌲摤㤲㘶㔱攵㍣愶㐵㤹㜶㉥〰愲㑡㡣ㅥ㕥㔲攴㝢㠹づ㕣改㔵〱〰搲ぢ㌲ㄳ㠸㡣〵愹〰㔸ㄷ愴㡥换㤰㈴㐸㈵㘲㤹〸㔲〵㕣ㅡ㐱㘶㈱㉣㠲捣攷㉡㔵挳㌳〵攱㍡㙡つ㌰㑤ぢ㌲ㅢ㘹摢敤㠲㥣捦ちぢ㔸㜷㡥㌳㘰㈱〱ㄷ㄰㄰〶㐰〴戹㄰㕥㐲㤰㠸㈵捤㈲挸㐵㑣㕢挴戴㝡〰㐴㤰㡢改㐱㤰挵昸㙢摤㐳㌸㤱㍡扤㈰攷〳㤱戱㈰ぢ〰搶〵戹㠴换㤰㈴挸㐲挴㌲ㄱ㠴戳戵搳〸㜲ㄱ挲㈲挸愵㕣愵㐵昰㑣㐱戸㡥摡㔲㤸愶〵㔹㡣戴敤㜶㐱㤶戱挲㘵慣㝢㠹㌳攰㜲〲慥㈰㘰〹〰㈲挸㜲㜸〹㐱㤶㕡搲㉣㠲㕣挹戴慢㤸戶〲〰ㄱ攴㙡㜸㠹攳搶ち㌸㔶㔵㌸㘹㍢扤㉡搷〲㤱戱㉡㉢〱搶㔵戹㠶ぢ㤲愴捡㜵㠸㘵愲ち㘷㠶愷㔱攵㐶㠴㐵㤵㤵㕣换㔵昰㑣㔵戸愲摡昵㌰㑤慢戲〶㘹摢敤慡摣挰ち㌷戲敥㕡㘷挰㉡〲㔶ㄳ戰づ〰㔱㘵つ扣㠴㉡敢㉤㘹ㄶ㔵搶㌲㙤ㅤ搳敥〶㐰㔴戹〹㕥㐲㤵㥢攱㔸㔵攱ㄴ昱昴慡摣ぢ㐴挶慡㙣〴㔸㔷㘵㍤ㄷ㈴㐹㤵㑤㠸㘵愲ち攷愱愷㔱攵〱㠴㐵㤵つ㕣换〷攱㤹慡㜰㐵戵摢㘰㥡㔶㘵㌳搲戶摢㔵戹㥤ㄵ敥㘰摤㉤捥㠰㍢〹戸㡢㠰慤〰㠸㉡㜷挳㑢愸戲捤㤲㘶㔱攵ㅥ愶摤换戴㐶〰㐴㤵㡤昰ㄲ慡㙣㠲㘳㔵㘵㍢㔰改㔵㜹ㅡ㠸㡣㔵㜹〶㘰㕤㤵晢戸㈰㐹慡散㐰㉣ㄳ㔵晥っ㕣ㅡ㔵晥㠲戰愸昲〰搷昲㌹㜸愶㉡㕣㔱敤㈱㤸愶㔵㜹〱㘹摢敤慡㙣㘶㠵㉤慣晢愲㌳㘰㉢〱てㄳ戰ㄳ〰㔱攵ㄱ㜸〹㔵㕥戶愴㔹㔴搹挶戴㐷㤹昶〶〰愲捡㘳昰ㄲ慡㍣づ挷慡ち愷扦愷㔷攵㑤㈰㌲㔶攵㉤㠰㜵㔵㥥攰㠲㈴愹昲㌶㘲㤹愸挲㌹昶㘹㔴㜹て㘱㔱攵㐹慥攵晢昰㑣㔵戸愲摡㔳㌰㑤慢昲㈱搲戶摢㔵㘹㘴㠵敤慣扢挷ㄹ昰㌴〱捦㄰戰ㄷ〰㔱㘵〷扣㠴㉡ㅦ㔹搲㉣慡㍣换戴㍦㌳㙤ㅦ〰愲捡㕦攰㈵㔴㜹づ㡥㔵ㄵ㑥戶㑦慦捡㤷㐰㘴慣捡㔷〰敢慡㍣捦〵㐹㔲攵㙢挴㌲㔱㠵㌳晡搳愸昲つ挲愲捡㡢㕣换㙦攱㤹慡㜰㐵戵㤷㘰㥡㔶攵㝢愴㙤户慢昲㔷㔶㜸㤹㜵㝦㜰〶扣㐲挰㉥〲㝥〴㐰㔴㜹ㄵ㕥㐲㤵㕦㉣㘹ㄶ㔵㕥㘳摡㙥愶攵攱挲戰愸昲㌷㜸〹㔵晥づ挷慡ち愷昶愷㔷挵ぢ㐴挶慡戴〲㔸㔷攵㜵㉥㐸㤲㉡昹㠸㘵愲ち敦ㅦ㐸愳㑡〱挲愲捡㍦戸㤶㍥㜸愶㉡㕣㔱敤㉤㤸愶㔵㘹㡢㌴〷㔵摥㘶㠵㜷㔸户㥤㌳攰㕤〲摥㈳愰㍤〰愲捡晢昰ㄲ慡ㅣ㙡㐹戳愸昲〱搳㍥㘴㥡ㅦ〰㔱㘵て㍤㥣ㄴ敦挵㕦慢㈰扣㠷㈰扤㈰㥤㠱挸㔸㤰㉥〰敢㠲晣㤳换㤰㈴㐸ㄱ㘲㤹〸挲ㅢㄵ搲〸搲つ㘱ㄱ攴㈳慥搲㌱昰㑣㐱戸㡥摡㈷㌰㑤ぢ㜲ㅣ搲ㅣ〴昹㤴ㄵ㍥㘳摤敥捥㠰捦〹昸㌷〱㍤〰㄰㐱晥〳㉦㈱㐸㉦㑢㥡㐵㤰㉦㤸戶㡦㘹㠳〰㄰㐱晥㑢て㠲㝣㠹扦㔶㐱㜸慢㐲㝡㐱㑥〰㈲㘳㐱㠶〰慣ぢ昲ㄵ㤷㈱㐹㤰ㄳㄱ换㐴㄰摥て㤱㐶㤰㘱〸㡢㈰晢戹㑡㈷挳㌳〵攱㍡㙡摦挰㌴㉤挸〸愴㌹〸昲㉤㉢㝣挷扡㈵捥㠰敦〹昸㠱㠰㔲〰㐴㤰ㅦ攱㈵〴ㄹ㘵㐹戳〸昲ㄳ搳㝥㘶摡㈴〰㐴㤰㕦攸㐱㄰㤹㌲㘶㜹ㅦ捦㍢㈲搲ぢ㌲〵㠸㡣〵㈹〳㔸ㄷ㠴ㅦ改㈵ぢ㌲ㄵ戱㑣〴攱㙤ㄷ㘹〴㤹㡥戰〸搲〲㈳愸ㄹ昰㑣㐱戸㡥㕡㉥㝡㥢ㄶ攴っ愴㌹〸攲攱㐲户㘴摤㌳㥤〱㜹〴昰㡢㤶搵㔹〰散挰挶慤㜹攱㈵〴㈹户愴愱摦晣㘴愶ㄵ摡㕡㍥㡣慡〶㐰〴㘹つ㉦昱㐲搲㠶㔸㡢㉡扣晢㈲扤㉡戳㠱挸㔸㤵㌹〰敢慡ㄴ㜰㐱㤲㜶㤳㌰㘲㤹愸挲㕢㍣搲愸ㄲ㐱㔸㔴㌹㠸㙢㌹ㄷ㥥愹ち㔷㔴㙢〷搳戴㉡㔱愴㌹愸搲㥥ㄵづ㘶摤㤸㌳攰㄰〲づ㈵㈰づ挰づ慡搲〱㕥㐲㤵昹㤶㌴昴㥢慡㜴㐴㕢敢〴愳ㄶ〱㈰慡ㅣ〶㉦愱捡攱挴㕡㔴攱扤ㅥ改㔵㔹っ㐴挶慡㕣〲戰慥捡ㄱ㕣㤰㈴㔵㤶㈰㤶㠹㉡扣愱㈴㡤㉡㑢ㄱㄶ㔵㡥攲㕡㉥㠳㘷慡挲ㄵ搵ち㘱㥡㔶攵㜲愴㌹愸搲㤹ㄵ扡戰敥ㄵ捥㠰㈲〲扡ㄲ戰ㅣ㠰ㅤ㔴攵㘸㜸〹㔵慥戶愴愱摦㔴愵ㅢ摡摡㌱㌰㙡ㄵ〰愲捡戱昰ㄲ慡ㅣ㐷慣㐵ㄵ摥㔹㤲㕥㤵㌵㐰㘴慣捡㕡㠰㜵㔵扡㜳㐱㤲㔴㔹㠷㔸㈶慡昰昶㤵㌴慡慣㐷㔸㔴㌹㥥㙢㜹ぢ㍣㔳ㄵ慥愸搶ぢ愶㘹㔵㙥㐵㥡㠳㉡挵慣搰㥢㜵㙦㜳〶昴㈱愰㉦〱户〳戰㠳慡昴㠳㤷㔰攵㉥㑢ㅡ晡㑤㔵晡愳慤つ㠰㔱て〲㈰慡っ㠴㤷㔰㘵㄰戱ㄶ㔵㜸ㅦ㑢㝡㔵㌶〳㤱戱㉡㕢〰搶㔵ㄹ捣〵㐹㔲㘵㉢㘲㤹愸挲㥢㘵搲愸戲つ㘱㔱㘵〸搷昲㔱㜸愶㉡㕣㔱㙤㈸㑣搳慡㍣㡥㌴〷㔵㑥㘲㠵㘱慣晢㠴㌳攰㘴〲㠶ㄳ昰㐷〰㜶㔰㤵ㄱ昰ㄲ慡㍣㘵㐹㐳扦愹㑡〹摡㕡㈹㡣㝡づ〰㔱攵ㄴ㝡㜸愱ㅦ㐹㤸㐵㄰摥㌰㤳㕥㤰ㄷ㠰挸㔸㤰ㄷ〱搶〵ㄹ挵㘵㐸ㄲ㘴㈷㘲㤹〸挲扢㜲搲〸昲㌲挲㈲挸ㄸ慥搲㉢昰㑣㐱戸㡥摡㌸㤸愶〵㜹ㄵ㘹づ㠲㡣㘷㠵〹慣晢㥡㌳攰㔴〲㈶ㄲ戰ㅢ㠰ㅤㄴ㘴ㄲ扣㠴㈰慦㕢搲搰㙦ち㌲ㄹ㙤㙤ち㡣㝡ㅦ〰ㄱ愴㡣ㅥ〴㤹㑡㤸㐵㄰摥㤷㤳㕥㤰て㠱挸㔸㤰㍤〰敢㠲㑣攳㌲㈴〹戲ㄷ戱㑣〴攱捤㍦㘹〴昹〸㘱ㄱ㘴㍡㔷改㘳㜸愶㈰㕣㐷敤㜴㤸愶〵昹ㄴ㘹づ㠲㥣挱ち㘷戲敥㘷捥㠰戳〸㌸㥢㠰捦〱搸㐱㐱捥㠱㤷㄰攴ぢ㑢ㅡ晡㑤㐱捡搱搶捥㠵㔱摦〲㈰㠲〴攸㐱㤰㤹㠴㔹〴攱敤㍦改〵昹ㅥ㠸㡣〵昹〱㘰㕤㤰ち㉥㐳㤲㈰㍦㈲㤶㠹㈰扣挷㈸㡤㈰扦㈰㉣㠲〴戹㑡㔹㌸晤㌵〵攱㍡㙡戳㘰㥡ㄶ㈴ㅢ㘹づ㠲㔴戳㐲㠸㜵㕢㌸〳㘶ㄳ㌰㠷㠰ㅣ〰㜶㔰㤰㌰扣㠴㈰㉤㉤㘹攸㌷〵愹㐱㕢慢㠵挹㍤〸㠰捣敥㔹攱㥣㍡㥦攵㐶㈲捥戵㡣ㅤ㔴㌵戹㉥㄰挶慦㔶㑣挴㜴昶㌸扢㝥て㤳ㄹ㜳昴㥢ち㔲扦〵㍡昹挷㉣㜰㍢㡥慣挲㤹㘷ㅦ㠹㌵㑢攵㈰ㄹ㙢慣㕢㡣挸㕦㜷搳㠱㌷昷㥡ㅦ㝥昹㈵戳㔱ㄴ㐶㘹㌹㡦摦㍣㕡㕥㥥㤵挷㌱㈱ㄲ愴攳昴敢戶㘸愶㤹搳㥢㌲晦㥥㤵摡ㅤ㤸㤸挸挹愶摤挳晣㝤ㅢ愷ㄹ㡤挹㔳㝢攷㘲敢㔰敤㌱ㅡ㙢㘸攷搱㌳ㄶ㈴昷㔰昴㌶㌹㉦ㄴ〹戸戱㠸㌳㐴换攲つ㘱捣捡㘵㤳㕦慡愹户㌸㌹㔱て㘳昱㈲搱ㅣ摣㐶㤵晡〵扡㠹摣㐷㔰慡㔵晢㤴㉦㉣㤶㌴㐶づ挶搲攴㕥〵㜲㕤昳㤳昹㘴づㅦ㥥ㄸㄶ戱晤㠴㔰㐵㌴ㄲ㡢㔴挵晤㘵㤸㔸敥攷㔷㔸攳㍢㙣㡡㠷攷㉥㐷㐵挷㌱戹㘲㌹戵晣㘹ㄶ㤱挸㍢愷㌶㌲扦㔶㤶㈶㌷挶㙦昲ㄶ扥㕡戶攴㌰扣昱㐰ㅥ㕤㐰㥥慦〳ㄶ㤴て㕦㐷戳搱挹㙣ㅣ㘶㌴ちづ㐷㠳㔹ㅥ㐱晥㠶挶㜷〴㉡㜳ㄴ㑦ㅤ㔶攰愰㤲ㄱ攵挹扦㍡攳㤹㠷敥㝣㜴换搴搷㈹昸搲㙢捦㝣昴戴㐱㡦㘵㥥戸敦㐸愳㡡㔶㡦愰㔶㠸㝡㥡ㅦ㐶昹搱捦㐳㠹㔷㕤ち摥戸愹㜳㉣搹㘴㔵㈱㥡摣㙣戵㠵挸㔱㕤搰ㄲ㡡㉥愰〷㄰㠱慡㉢㉣㌷㉢戵ㄸ愹ㄴㄳ㥤昸㥡〲㐰㈸㠶㕡㠴ㅥち㤲㑣攸搱㑣挵挳搷捤㙣ㅣ㘳㌶㡥㌵ㅡ〵挷愱搱㍣㠴㜶㐷㘵㡥愲㤱㔰㡤昴㘹㘴捣搷挳散㕦挲慥㙥㐴ㅣつ愳㝡愲㕦愷愸〱㙢㤲㑣㔱㉦挴㠴愲㘵挸㔱扤攱〹㐵㤷搱㐳㉥晣㉣搵ㄷ㔶㈸㥡㠷㜴㤳㈲捦ㄵ㠰戸㙥挴㉡敥挸㕢㍦搶挳挳搷摦㙣っ㌰ㅢ〳㡤㐶挱㈰㌴㥡㠷户挱愸捣㔱㔲㜹㍢挱散㕦㐱摥昸摤愹㕡てㄸ㜵㈲晡㜵摥㙡㙣扣つ㐵㑣㜸扢㡥㑣つ㠳㈷扣㕤㙦攵㙤㌸㝡㠵户搹ㄶ摥づ㙣㕡搵㡥ㄴ㡤㐰ㄲㅦ扥ㄲ戳㔱㙡㌶㑥㌱ㅡ〵㈳搱㘸ㅥ㡡㐶愱㌲㐷㐹愵㘸戴搹扦㡥ㄴ昵㈵㠲户㝢愸戱攸搷㈹ち搸㈸ㅡ㠷㤸㔰㜴ぢ㐹㤹〰㑦㈸摡㘰愵㘸㈲㝡㠵愲㜳慣ㄴ㜱搳㤲扤敦㉣㐷㡡㈶㈱㠹て摦㘴戳㌱挵㙣㤴ㄹ㡤㠲愹㘸㌴て㐵搳㔰㤹愳愴㔲㜴㥡搹㝦㌷㈹ㅡ㑣挴㈰ㄸ㌵〳晤㍡㐵搳㙣ㄴ㥤㡥㤸㔰戴㠹愴㥣〹㑦㈸扡捦㑡搱搹攸ㄵ㡡愶㔸㈹㑡ㅣ愰㈶㌹㔲㜴づ㤲昸昰㤵㥢㡤㜳捤㐶挰㘸ㄴ捣㐴愳㜹㈸慡㐰㘵㡥㤲㑡㔱愵搹扦㤵ㄴつ㈳攲㈴ㄸ㔵㠵㝥㥤愲㌱㌶㡡㘶㈱㈶ㄴ㍤㑡㔲㐲昰㠴愲挷慣ㄴ捤㐱慦㔰㌴搲㑡㔱㘲㉢㉡㜵愴㈸㡣㈴㍥㝣㌵㘶愳搶㙣㐴㡣㐶挱㕣㌴㥡㠷愲昳㔰㤹愳愴㔲ㄴ㌵晢ㅢ㐹ㄱ扦㈵㔵㉢㠵㔱㜱昴敢ㄴつ戵㔱㔴㠷㤸㔰戴㠳愴捣㠷㈷ㄴ㍤㙢愵愸〱扤㐲搱〹㔶㡡ㄲ㕢搱㈰㐷㡡捥㐷ㄲㅦ扥〵㘶㘳愱搹戸挰㘸ㄴ㕣㠸㐶昳㔰㜴ㄱ㉡㜳㤴㔴㡡ㄶ㤹晤㍢㐹搱㌸㈲挶挲愸挵攸搷㈹敡㙤愳攸ㄲ挴㠴愲㔷㐸捡愵昰㠴愲㕤㔶㡡㤶愲㔷㈸敡改㐸㔱て㐷㡡㤶㈱㠹て摦㘵㘶攳㜲戳㜱㠵搱㈸㔸㡥㐶昳㔰㜴㈵㉡㜳㤴㔴㡡慥㌲晢摦㈰㐵晣㘶㔴㙤ㄲ㡣㕡㠱㝥㥤愲慥㌶㡡慥㐱㑣㈸㝡㥢愴慣㠴㈷ㄴ扤㘳愵攸㝡昴ち㐵㥤慤ㄴ㈵㜶㌴扦㈳㐵㌷㈰㠹て摦㡤㘶㘳㤵搹㔸㙤㌴ち搶愰搱㍣ㄴ慤㐵㘵㡥㤲㑡搱㍡戳㝦㉦㈹㥡㑥挴㘹㌰敡㘶昴敢ㄴ㜵戴㔱戴ㅥ㌱愱攸㘳㤲戲〱㥥㔰昴㠹㤵愲摢搰㉢ㄴㅤ㘲愵㈸戱愳戵㜷愴攸㜶㈴昱攱扢挳㙣摣㘹㌶敥㌲ㅡ〵㜷愳搱㍣ㄴ摤㠳捡ㅣ㈵㤵愲㝢捤晥㝤愴攸㙣㈲昸㕤慢㙡ㄳ晡㜵㡡㕡摢㈸扡て㌱愱攸㙢㤲昲〰㍣愱㘸扦㤵愲㠷搰㉢ㄴ㜹ㅤ㈹捡㜳愴㘸㌳㤲昸昰㙤㌱ㅢ㕢捤挶挳㐶愳攰ㄱ㌴㥡㠷愲㙤愸捣㔱㔲㈹㝡搴散晦㤱ㄴ㔵㄰㌱ㄳ㐶㍤㡥㝥㥤㈲㘵愳攸〹挴㠴愲慣㕣㈰㥦㠴㈷ㄴ昱〷ㅣ搹㠰㥦愵㥥㠲ㄵ㡡㝥晥晥挰㈹户㤶搸搱㝥㐴慦晤㕤㐹㈳㔳昱昰㙤㌷ㅢ㑦㥢㡤㘷㡣㐶挱づ㌴㥡㠷愲㘷㔱㤹愳愴㔲昴㘷戳㍦て㉢㈸扦扤愷昱ㅢ㔶搵㜳攸搷㈹摡㡦戵㐹㝥㔷昲㍣㘲㐲㔱㍥㐹㜹ㄱ㥥㔰搴摡㑡搱㑢攸ㄵ㡡扥戴㔲㤴搸搱昶㌹㔲昴㔷㈴昱攱㝢搹㙣扣㘲㌶㜶ㄹ㡤㠲㔷搱㘸ㅥ㡡㕥㐳㘵㡥㤲㑡搱㙥戳扦㍤㈹㡡㄰挱㉦㔷㔵㝦㐷扦㑥搱㈷㌶㡡㕥㐷㑣㈸敡㐰㔲晥〱㑦㈸敡㘸愵攸㉤昴ち㐵晦戲㔲㤴搸㡡昶㍡㔲昴㌶㤲昸昰扤㘳㌶摥㌵ㅢ敦ㄹ㡤㠲昷搱㘸ㅥ㡡㍥㐰㘵㡥㤲㑡搱㠷㘶扦㥦ㄴ昱㥢㑦㌵㝥慦慡摡㡢㝥㥤愲㜷㙣ㄴ晤ㄳ㌱愱愸㠸愴㝣〴㑦㈸敡㙡愵攸ㄳ昴ち㐵㙦㕡㈹㑡㙣㐵㙦㌸㔲昴㈹㤲昸昰㝤㘶㌶㍥㌷ㅢ晦㌶ㅡ〵晦㐱愳㜹㈸晡〲㤵㌹㑡㉡㐵晢捣晥ㅥ愴㘸〱ㄱ攷挳愸㉦搱慦㔳戴换㐶搱㔷㠸〹㐵挵㈴㘵㍦㍣愱愸户㤵愲㙦搰㉢ㄴ晤搵㤱愲㥤㡥ㄴ㝤㡢㈴㍥㝣摦㤹㡤敦捤挶て㐶愳攰㐷㌴㥡㠷愲㥦㔰㤹愳愴㔲昴戳搹㍦㠸ㄴ㕤㑣挴㈲ㄸ昹㈶㈵㥤愲㘷㙤ㄴ㈹ㅣ搹㠵愲ㄳ㐹㡡捣㍡㘱摥㔰㉢㐵戹挰〸㐵㑦㍢㔲搴攸㐸㤱〷㐹㝣昸㌸攳㐴ㅡ㜹㘶㐳㌳ㅡ〵㥣㕤搲㍣ㄴ戵㐲㘵㈷㡡昲捤晥㔲㔲戴ㄴ换愵昱㑢㔴ㄵ攷愸攸ㄴ㍤㘶愳㠸搳㑡㠴愲搱㈴攵㈰㜸戲ㄵ㡤戱㔲搴づ扤㐲搱㈳㔶㡡ㄲ挷愲慤㡥ㄴ戵㐷ㄲㅦ扥㠳捤〶攷㝡㐸捦愱㐶愳愰〳ㅡ捤㐳ㄱ㈷㠸㌸㔱挴㌹㈳搲㍦㠹ㄴ昱晢㑤㌵㝥㝢慡㍡ㅣ晤㍡㐵昷搹㈸㍡〲㌱愱㘸㉡㐹㤱昹ㄸ捣㥢㘶愵愸㄰ㄸ愱攸㕥㐷㡡敥㜶愴㠸昳㌰昸昰㜱㉥㠶㌴㡡捣㐶㔷愳㔱㜰㌴ㅡ捤㐳ㄱ㘷㙢㌸㔱㜴㡣搹㝦ㄶ㈹㕡㠹攵搲慥㠵㔱㥣扤愱㔳戴挱㐶㔱㜷挴㠴愲㜳㐹㡡㑣㡥㘰㕥挰㑡ㄱ㈷㐷〸㐵㌷㕢㈹㑡ㅣ慥搷㌹㔲㔴㡣㈴㍥㝣扤捤〶㘷㐱㐸㑦㕦愳㔱搰て㡤收愱愸㍦㉡㍢㔱挴搹ㄴ搲㕦㑤㡡㔶㘳㜱戴㔵㌰㙡㄰晡㜵㡡慥户㔱挴搹て㐲㔱㤸愴挸㑣〵收搵㔸㈹ㅡち㡣㔰㜴慤㈳㐵㉢ㅣ㈹攲っ〵㍥㝣㥣愵㈰つ㑥㐹㤰挶㜰愳㔱挰ㄹ〹捤㐳ㄱ攷㌱㌸㔱㔴㙡昶挷㐹搱㝡㉣㡥㜶㌳㡣ㅡ㠹㝥㥤愲换㙣ㄴ㜱㍥㠲㔰㔴㑦㔲挶挰㤳㘳㔱㠳㤵愲㜱攸ㄵ㡡晥攰㐸搱ㄲ㐷㡡挶㈳㠹てㅦ攷つ㐸㠳㤳〴愴挱㠹〲㝣ㄴ㑣㐲愳㜹㈸㥡㡣捡㑥ㄴ㜱戲㠱昴㉦㈲㐵㜷㘰㈱戴摢㘱搴㔴昴敢ㄴ㕤㘰愳㘸ㅡ㘲㐲搱ㄲ㤲㈲㥦收㌳敦㔲㉢㐵晣㌴㕦㈸㍡摦㤱愲㝡㐷㡡昸㈹㍥ㅦ㍥㝥㤲㉦㡤戳捣挶搹㐶愳㠰㥦摡㌷て㐵晣慣摦㠹㈲㝥晣㉦晤换㐹搱㐶㉣㤷㜶㉦㡣攲〴〰㥤愲昳㙣ㄴ昱㌳㝢愱㘸〵㐹搱㍦㕦㐷摥㌵㔶㡡昸昹扡㔰㔴敢㐸㔱搸㤱愲㙡㈴昱攱ぢ㤹つ㝥㤰㉥㍤㜳㡣㐶㐱ㄸ㡤收愱㠸㥦扥㍢㔱挴て攴愵㝦ㄵ㈹攲户㤷㙡て挲愸戹攸㤷摤㘷㉤晡捤㠷敦㍣昴攲㍦敥戹㐳㙦敢ㄶ慡ㅥ㑥ㄱ晤ㄷ㘹㜶搲扣〴愳捥〵〳㙦攱㉢㑢㙤㍦㠸㔷㙥〴㙣㍦ㅤ戸㄰㤵散攳㕤㠰㕥晣挷㝤㙥晡㜸㑢攰ㄴ搱㑦ㄹ敦㜴户昱㘶ㄸ〱摢て昰㉤㐳㈵ㄹ敦ㅥ敢晡㕤㠶㕥晣挷㘶愲㡦户〲㑥㤱挳㜸㔳摣挶㥢㙣〴㙣㍦㘴㜷ㅤ㉡搹搷敦㝡昴攲㍦㠸搷挷㕢〷愷挸㘱扣㜱㙥攳㡤㌵〲戶㥦㠳扢〵㤵散敢户〱扤昸㡦晢挰昴昱敥㠶㔳攴㌰㕥愹摢㜸㈵㐶挰昶戳㙡㥢㔰挹扥㝥晣㌸〳晦㜱敦㤵㍥摥㔶㌸㐵づ攳つ㜵ㅢ敦㐴㈳㘰晢㜹戲㐷㔱挹扥㝥晣㙣〰晦㜱㐷㤵㍥㕥㈳㥣㈲㠷昱〶戸㡤搷摦〸搸㝥收㙢〷㉡搹搷㡦ㄷ摡昱ㅦ㕢扤㍥摥㑥㌸㐵づ攳昵㜲ㅢ慦愷ㄱ戰晤㔸搶㉢愸㘴ㅦ㙦ㄷ㝡昱ㅦ昷㈶改攳扤〱愷挸㘱扣㘳摣挶敢㘶〴㙣㍦㌹昵㌶㉡搹昹㝣〷扤昸㡦晢㠱昴昱昶挲㈹㜲ㄸ慦搰㙤㍣扦ㄱ戰晤㜴搳挷愸㘴㕦扦㑦搰㡢晦戸换㐷ㅦ㙦ㅦ㥣㈲㠷昱㍡戹㡤搷搱〸搸㝥〲改㙢㔴戲㡦户ㅦ扤昸㡦摢㙢昴昱㝥㠴㔳攴㌰㕥㍢户昱摡ㅡ〱摢㑦〹挹ㄵ㍥㔶㑡㍡扥昰㑡㥦㡣户㑦ㅦ㡦ㄷ挶㥣挶换㜷ㅢ慦㤵ㄱ戰晤㈴㑦㍥㉡搹搷㡦㤷捤㘴扣㙦昴昱㜸㤵挹㘹扣㕣户昱㜲㡣㠰敤愷㙤㍡㤸攳㈵慤ㅦ慦㐱挹㜸㍦敢攳昱㤲㡤搳㜸㍦㝦攷昲晡昰㤳ㄱ戰晤㐴㡣㕣挸㈱㥦㐹慦㐷扣愰㈳攳攵㘲昲ち㕥㡦㝡戸㡣昷㡤摢㜸晦㌳〲戶ㅦ㕡㤱慢㈲戶昱㜸㜵㐴挶换搷挷ㅢ攴㌲摥㍥户昱扥㌰〲戶㥦㉢㤱㑢っ戶昱㜸愹㐱挶㙢愷㡦挷㜷收㑥㝣㝥攲㌶摥挷㐶挰昶愳ㅦ昲㝥摤戶㝤㡥㌱挷敢愴㡦挷户戹㑥攳㝤攸㌶摥〷㐶挰昶攳ㄹ昲收搷㌶ㅥ摦〴换晡ㄵ敡攳昱㍤愳搳㜸㙦戹㡤昷愶ㄱ戰晤〸㠵扣㤳戴昱挹㜷㤴㌲摥㌱晡㜸㝣〳收㌴摥㙥户昱㕥㌳〲戶ㅦ㜳〸愳㤲㝤晦攳摢㌳ㄹ慦㤷㍥ㅥ摦捤㌸㡤昷㤲摢㜸㍢㡤㠰敤㐷ㄱ敡ㅤ挷攳㝢ㅤㄹ㙦㠰㍥ㅥ摦ㅡ㌸㡤昷㘷户昱㥥㌵〲戶㥦ㄶ㤰㌷っ㌶㍥昹挶㐱挶ㅢ慡㡦挷昳㙣愷昱㥥㜲ㅢ敦㑦㐶挰昶〵晤㜲昶㙤ㅢ㡦㘷攱㌲㕥愹㍥摥㉡㤷昱ㅥ㜵ㅢ㙦㥢ㄱ㐸晤㥡㝢㥦㜹㔸挹攵㤹敤㜱敥㕦愸慥㝦ㄵ㈷㘶散〵㘳昲㡤戳〵㔸挶摣㉡捥㌱㙣㔵挵㠹㝣㐱昹㍥㔰昹ㄲ昳戰㑣搰换挷户㜲㐶攷〴愳攳昱ㅤ戳昸㉥捥戲㤰昱㠳摥㘳昰摤戳晣捥㐴昳摢㈰㌵昱㌸㍢搴㔳㌵㌱㡡慦㠷㙣㔹㌵㈶㠶㙦戲慤捣挳㡦扦挷攳挱㘸敤敦㘱㤶㉢慥㤷收㘰敥㌱ㅥ晡㤷㜵㍡捥㔶攴㌴挴搴㙦㡦戴㝣㕤敦〱㍥捣慦㙢捥收㤷㜹晥扡㌹慥㌲扤㍡㕢㍤っ㕤攵㘳戱捦晡㜴㤴㜹㝣昸㠲㔰晣㑣㉤戶ㄲ慦㤲攵㔵㤸ㄸ㈸㔸㌱戸㐹〶㌲㔳㙡㈳㝦戳㘳晥㐴搷㝣㥦昹戲愷昸㑥挱㔲攸〱挷㐲㔳㕣ぢ㈹㥥昹㕢昲㌷㌹收㑦㜳捦㝦㌴㌹晦ㅥ挷晣ㄹ敥昹㍣㌳户㡣㝦愷㘳晥㤹敥昹㍣搳戶攴摦收㤸㝦㡥㝢㍥捦㥣㉤昹户㌸收〷摣昳㜹㈶㙣挹扦挹㌱扦搲㍤㥦㘷戶㤶晣㌵㡥昹戳摣昳㜹愶㙡挹扦搱㌱㝦戶㝢晥㈷挹昹搷㌹收搷戸攷昳㑣搲㌲晥㌵㡥昹㜳摤昳㜹㘶㘸挹扦捡㌱㍦收㥥捦㌳㍤㑢晥ㄵ㡥昹昳摣昳㜹收㘶挹㕦收㤸摦攰㥥捦㌳㌱㑢晥愵㡥昹ぢ摤昳㜹㘶㘵挹㕦散㤸㝦㤱㝢㍥捦㤴㉣昹ㄷ㌹收㉦㜶捦攷㤹㡦㈵㝦愱㘳晥愵敥昹㍣㤳戱攴㌷㌸收㉦㜳捦攷㤹㠹㈵㝦㥥㘳晥ㄵ敥昹㍣搳戰攴挷ㅣ昳慦㜲捦攷㤹㠳㈵㝦慥㘳晥㌵敥昹㍣ㄳ戰攴搷㌸收㕦攷㥡㥦换搷㠸㡣㕦慣㜸㠶昷㉢敦㙤戸〱攳㈸扥愰㜰㐰敤㐶㝡㝣㔵㄰㙦ㄵ㍤ㅥ攳挵㕢㑤㡦㐷㙣昱搶搰攳昱㔷扣戵昴㜸㌴ㄵ㙦ㅤ㍤ㅥㅢ挵扢㠹ㅥ㡦㜴攲摤㑣㡦挷㉤昱搶搳攳㔱㐸扣㕢攸昱㤸㈲摥〶㝡㍣㐲㠸㜷㉢㍤敥敦攲摤㐶㡦㝢慦㜸户搳攳扥㈸摥ㅤ昴戸㘷㠹㜷㈷㍤敥㈷攲摤㐵㡦㕢扤㜸㜷搳攳㌶㉣摥㍤昴戸㐵㡡㜷㉦㍤㙥㕦攲㙤愴挷慤㐵扣㑤昴愸扤㜸昷搱愳㤲攲摤㑦㑦㐸㠵㈶㐹敦ち㤵㤰㙢敢ㄵ㤲搹㙢扥㜴愳㥤愵㠴㙣ㅢ㔶㐸户㘱㠵㝣ㅢ㔶㐴戰㘱㐵っㅢ㔶㐴戱昵㡡㌸戶ち㈲㤲つ㉢㘲搹㝡㐵㌴㕢〵ㄱ捦㠶ㄵㄱ㙤㔸ㄱ搳㠶ㄵ㔱㙤扤㈲慥慤㔷㐴戶搵ㄵ戱㙤扤㈲扡慤㠲㠸㙦敢㤵㡤挰搶㉢ㅢ㠳慤㔷㌶㡡搴摥㔶晦て晥搲㡥搷"]
[null,null,null,null,null,"Decisioneering:7.0.0.0"]
[null,null,null,null,null,"CB_Block_7.0.0.0:5"]
[null,null,null,null,null,"㜸〱捤㝤〹㜸ㄳ攵昶㝥扦搲㠶㑥㕡㘸ㄵ㔰挰㉤㐸㔹ㄴ㘴㕦㐵㐴㘸㘵摦换㈲㉡搶搰愶㌴㤰㌶㤸愴㐰挵〵挱ㅤㄷㄴㄷ㐴〴ㄱ㔷摣〵挵攵慡㐵㜱挷敢㝡慦㕥㜱搷㝢㕤慦攲扥㜱攵晦扥㘷㘶挲㑣㘶㈶捤捦扦㝤ㅥ〳㌹晤捥㜷摥㜳扥㤹昷㥤㤹㑣㈶摦㈴㔹㉡㉢㉢㙢てㅥ晣换㐷づㅢ〷㤶搵挷ㄳ愱㥡ㅥ㈵搱㐸㈴㔴㤱〸㐷㙢攳㍤㠶挷㘲挱晡昱攱㜸愲ㄹ〰扥昲㌰攲昱摣昲㜸昸搴㔰㕥昹挲㔰㉣づ㔰㙥㔶㔶㕥㥥㤶㡤㜸㍢攳㔹㘴㍡ㅡ戳戴ㅣㅡ愰戲㌴ㅦ㑤㜳㥡㍣ㅡ㡤挶㑦㤳㑦㔳㐰搳㠲愶㈵㑤㈱㑤ㄱ捤㍥㌴晢搲戴愲㘹㑤搳㠶㘶㍦㥡晤㘹摡搲㜰㝣慤㍤捤〱㌰〵〷挲㤴㤵㡣㤸㌴㘷ㅥ搶愶㉣ㄱ㡤㠵扡〷㘶攸换㍣㜴㘰㡦扥㍤㝡昷敡㌵愰㐷慦敥㠱㤲扡㐸愲㉥ㄶㅡ㕡ㅢ慡㑢挴㠲㤱敥㠱挹㜵㜳㈲攱㡡㜱愱晡㘹搱昹愱摡愱愱㌹扤晡捥〹昶ㅢ搴扢㕦晦晥㔵㠳〷て㉡㌸〸㠵㈷㤴㡣㤸ㅣぢ㔵挵晦愴㤲〷戳攴愴㤲ㄱ㍤㈶㠶ㄲ㝦㔲挹㐳㔰㜲㘲挹㠸搲㘸㑤㌰㕣晢攷搴捣愵㥥㝤㑢㐳ㄵ㘱ちㅦち挵挲戵㜳㝢㘰愱㙤㈴挳ㅢ搸㘳㈴搸慥〸挶ㄳ㈵愱㐸㘴㙡愸㡡㥡ㄷ搴㤰戰㔰㉣㔴㕢ㄱ㡡户慣㌹㜶㜱㐵㈸㘲㠴攳㜹㌵㌳㠲戱㠹挱㥡㔰づㅢ㠵㌵扡㘶㘳㉡㐳戵㠹㜰愲扥㐵捤昴㜸㘸㙡戰㜶㙥㠸㤰摣㥡㔱㜵攱捡㥣ㅣ㤵㤳㤳搵慣㡢摢挲㠸㌰㍤㐶挶㉡㑡慡㠳戱㠴㜸㤴慣户ㅢ搶戲㜵挸㠲摢ㄶ㡢㕢㔰㈰㈵㡢㈲㤵㠵㙢挶㠵㘲戵愱〸〷愱㜴摤㔲㐰挲㠹捥㝣㤲ㅣ㜳㙤愸㡢捡㌷昶㌵慥ち㐷搱〲㌴ㅤ㘰㝣㠷挲戴挶㘶㄰㈸㠹挶ㄳ㠱㈳〲㔳愷昷づ㤴㤴㡤て昴搷㍡ㄲ㔳っ愳㜲㜶㘲攷戵搶攰づ㤴㕤ㅥ捣㉥㥦㤳㕤㕥㤱㕤㕥㤹㕤ㅥ捡㉥慦捡㉥㥦㥢㕤㕥㥤㕤ㅥ捥㉥㥦㤷㕤㍥ㅦㄸ昳㤱搷扣㜹戶昱ㄸ戸㔴㥢戲㑦攷挴攸摢㝥ㅣ扥㍢晢搸㐷昳ㄵ昷㔷搹㜱㍢愳愱㜵㠱昱㜵㠵㘹㍤㌱ㅡㄸ㔳戳㈰㔸㤱搸扢㑣扤戵挳㠸㌹ㅣ㐶愹㝦㘰㤹戸㕣㍤㌶㥣摢慦搳〱㉦㤷㙥晤㕢㥢愷㑢晦㜵摥〶挵㝤㕦ち㜶㈷昸〸ㄸ㕦て㤸㝤挷㐷攳昱㔰㕣㔶㜱㤰慣㘲㙦慤㈷ㄱ扤㘰㤴㝡挹㈸搷晥搲㔹㝢昲㡥〸㡤㝦攰㍦㉢㝦搸㜷㑡㥦ㅦㄴ㡦㈲㔲慥て挱㝤㘱㝣晤㘰慣攵〶ㅡ攵晡ㄳ㌱〰㐶愹攷㡣㜲攷散昹敥挴㠷づ㙡㌳敡㤶㔹㍦㜶㥥昷挲攰㕢ㄴ户㑤㈹㌷㠸攰挱㌰扥㈳㘱散ㄲ㤸〵㠷㄰㜳ㄴ㡣㔲㑦ㅡ〵㘷〴晥昱摦搸㤶㜱挷慥扢愳㝥敤〵搳㙥敥愴㜸㙣㤳㠲㐷ㄳ㍣っ挶㜷っ㡣扤攰〰㔹挲扥摡㜰㘲㐶挰㈸昵愸㔱昰㤴ㅢ挶〴㡡㑦ㅢ㍣㙥㑤昸晣搹〷㕤戸㝥愲攲㜱㔲ち㤶ㄲ㝣㉣㡣㙦㈴㡣扤㘰㍦㈹搸㐷ㅢ㐵捣㘸ㄸ愵戶ㅡ〵㑢捥昸攲㍦㐷㍥㔶㍣㜶摤摤㍦摤搵散晥敤㡦㉡ㅥ㜳愵攰㔸㠲挷挱昸挶挳搸ぢ昶㌵㌸㥣㐰捣㐴ㄸ愵敥㌵ち捥愹扡攲㥤捡㍢晥㍢晡晡敢〲戱ㄱ㤵〳摥㔴摣晣愴攰㘴㠲愷挰昸愶挲搸ぢ敡慢摣㕢㉢㈳㘶ㅡ㡣㔲户ㅢ〵㙦昸挷搱㕢ㄷ晣戸㝦挹挳〳㤶慣愸晤㝤昳㈸挵搷〲㈹㌸㠳攰㤹㌰扥攳㘰散〵昵㡤愶慦㌶㡢㤸攳㘱㤴扡挹㈸㜸搷搷〷㍣昹昴慢㍢㑢敦摥昷愰㔹ㅤㄷ㝤昵扡攲敢㡡ㄴ㍣㤱攰搹㌰扥㤳㘰散〵㜵㤵晢㘹攵挴㥣っ愳搴㝡愳㘰搷ぢ敦昹改昲戶扢㐷慣㔸昵收㠵摦㥤㜳捦晥㡡慦㔱㔲㜰づ挱ㄵ㌰扥㑡ㄸ㝢㐱㝤捦敤愷㠵㠸愹㠲㔱敡ㅡ愳㘰攷摤扦捦㤸㜷昷㔹㈳ㅦ摢㥥㜳挴㤰慦㘶慤㔰㝣扤㤳㠲搵〴㠷㘱㝣昳㘰散〵昵㈵散慢㜱㕦搶㈲㌰㑡慤㌲ち㥥㥢㝤昶扦㐷㝤㜳㝦挹挶㌳愶捥摦㜵挱㌱摢ㄵ㕦㍢愵㘰㉤挱㔱ㄸ摦〲ㄸ㝢㐱㥤挳㝥摡㈹挴挴㘰㤴扡搸㈸昸敥㉢㍦つ摤昸攲攱ㄳ㔶㍥户戶㑦愲捤挹㐱挵搷㘱㈹㤸㈰戸づ挶户㄰挶㝥㘰攸㘳㙣㠷㡢㠸㔹っ愳搴㜹㐶挱戱扢て扣㜹昹扡㙥愳敦㔹㍡㘸挶搵敢捦㔸愱昸㥡㉥〵㑦㈵㜸〹㡣敦㌴ㄸ晢ㄲ敡ㅢ㜶㙦敤㜴㘲捥㠰㔱敡㉣愳㘰㥢昸〷㔹㔷捤晡㘶散敡敢慥ㄸ㝣昳㑤ㅤ㌷㈹㥥ㅦ㐸挱愵〴㥦〵攳㕢〶㘳㉦㘸㉥攱㜲㘲捥㠶㔱㙡㠹㔱戰晣戲捥搷㙤㝣收摢戱㥢㐷户ㅥ扢改㍤㝦㐷挵㜳つ㈹㜸㉥挱攷挱昸捥㠷戱慦戲㜹㝣扥㠰㤸ぢ㘱㤴慡㌳ち㙥㙣㍤攵扤㘶㍦挶㈷㕥㝤挵摣㜶㥢㌷ㅥ戰㐳昱扣㐵ち㕥㐴昰挵㌰扥㑢㘰㥣〷慦㕥摡愵㐴慣㠴㔱㉡㙡㤴敢搹晥㍦㙦攵㥥戱㙡捣㐵㡦ㅤ戸昸捤㥤晢㜵㔶㍣〳㤲㜲㤷ㄳ扣ち挶㜷〵㡣㝤㠵昵ㅤ慦㥦㜶㈵㌱㔷挱㈸ㄵ㌶ち摥㜷㕢敢㠵㠷㙦㥡㌷攱戲㑦户㍤户㙣㤷㜶㠵攲搹㤴ㄴ㕣㑤昰㌵㌰扥㌵㌰㙥㉢摣㐷扢㤶㤸戵㌰㑡㔵ㄸ〵昷搹昳昴搲㈵㥤㙥㈹搹ㅣ昹㝣㕤愷ㅤ㥦慥㔷㙤ㄱ㤶㠲敢〸㕥て攳扢ㅥ挶扥㠴晡㘶摤㐷摢㐰捣つ㌰㑡捤㌶ち㑥㝡㝣挷攷㝢㥥㝤昱㤸昵㜷㝤昲㑢昳㈵ㅤ㙥㔳㍣换㤳㠲㌷ㄲ㝣ㄳ㡣敦㘶ㄸ㝢㐱㝤㤵晢㘸户㄰㜳㉢㡣㔲㌳㡤㠲㈷㥥㜰敢昳㤷晤㜳㝢挹搶扦㍤搴㙦搴挸晡愵慡㍤挲㔲㜰ㄳ挱户挳昸敥㠰戱ㄷ搴㌵敥慢摤㐹捣㕤㌰㑡㑤㌱ち晥晥昸攳昹扤㤷慦ㄹ扢戴㕢㑥晥戶搰捥〷ㄴ捦㍥愵攰㍤〴摦ぢ攳扢て挶㡤挳㝥摡㘶㘲戶挰㈸㌵捥㈸㔸㜰搱晢敦㙥戹慥敦攸搵敦㕥㜳攵㜷摦晥扤戰攰〱㠴愷ㄸ㘷っ愵戱攰㈲㥣㜶敤㍤愱敢搳愳ㄷ晦㌵㝥ㅥ㡢搳搸慡晥㔵〳慢㝡昷慥散摦㉢搸㌷㤸ㅢ㐰搹㑣㑦愰戸㈳ㄴ㔴捤っ搷㔶㐶ㄷ挹ㄹ㔵㐱搵挸㜰㈴ㄱ㡡㠹㔳㔸㠵㍦晡㔹愱昸㉤慡㡥㕤㡣㜳改ち晤攴慢㜵㔵㐹㈸㤶挰㔹㘸愲㝥敦ㄹ搹㠱㈳㠲昱搰㕥户㥢㔱㝢㐴戴慥戶㌲㝥㠰㝢戰㉣ㄱ㑣㠴摡愷挶昶ㄶ㜱愴㤵攱ㄴ㌵ㄴ㤷㐵㍡㌸㌵㙤㐶㌰㔲ㄷㅡ扥㌸慣㠷て㑡〹攳㘴㌵㍡挷㍢㍡㌲ㄶ㍡㈵ㄹ㜵㉣搱㜰扣㝢㕡㈸戵ㅤ㙢愹㠷昴攵ち㤴㔴㐷攳愱㕡㔹扣㙥㌵㤳挳ㄵ昳㐳戱戲㄰摦㝢㠵㉡㘵㔵摢㌰㘴㥣㌱㜷㥢㔴㡢ㄵ挵㌹㜰攵愱搶㕥ㄲㅤ慡慤っ㔵㘲㜹ㄷ㠰攵晡㘹挱㌹㤱搰㝥㌶㠸㍥㈶〲敤㙣摤㈳愳ㄵ㜵昱㤲㘸㙤㈲ㄶ㡤搸㈳挳㉢ㄷ〶㜱㤶㕥㌹㈱㕡ㄹ捡㤱㐷㤶㙥㔵㔶戳㘶㑡㘵㜵㜵㍢摤㘵敤㌸㑦㠸㉤ㅢ〹㑦扢搳㠳㉤ㅢㄱ挱慥㈷搲挹捡㘸㔸㌶㌲攲て㑢扢㈴搶㡤㤰攸㕥㘹搱㉥ㅢ㈹㤳摡摡㜷扣ㅥ㔳愱て㜴㠸㠴戸㔷㘶ㄷ㝢㤷摣扢㕤㌶戲愴ㄶ㔵昸㔶㥢攸㌴愴㐹搹攴戶搷戴攰散散㔶挶摡ㅦ扢㄰敦挵㐶〷㙢㉢㈳愱㔸摡ぢ〵㡡㑢愴㙤愵㜹㤰收㈱㥡㠷㘹ㅥ㠱挹㉤挵㌱捥㤳搱ㅣ㈰搴㘲㔵㥦扢㈸㕣㤹愸昶㔵㠷挲㜳慢ㄳ攸挳〵㠶扣㍣搲敤㜸㘸㡦愲㑢㝢㡣收㜱ㄸ扦㍦换搷㠰扦㔹㍥㍦ㅥ㔹戹㝣㐳昵㝦㝦摢㤷㡤㉣㑤摥㘵攲ㅡ㐰㍣户〶㙦㘶攳捤㥡戹慤昵攸㘰扣㍡挱ㅤ㉥㝤㤰昵戶搱㍣〱㔳昰㈴捣㠴搱愱〸㜶搷㍦改昲㐱㙥㐷㤴㙣昴㡤㉡捦戶昶慢㈹慢慦慤愸㡥㐵㙢㜱〹愷㌴㤸〸づ慦挰扢昱戸ち晡㙡挶㐷㑢敡ㄲ扥㥡搱㘱晣㈹愸㤹ㅡ㕡㄰ち㈶㑡㜰㌴㑥戴愸ㄹ㡦㜷昲㜲戸ㅣ㔳戹㌸户㐶㝦ㄳ㕥ㅡ㡡㔷㘸㝣户㍥〶㐷㥦挵㍥戴㜰㌸㉤愸攱昱㈴戴㌸挱搲捤㙢㈶〷昱㙥㍦愱〱搴㑤戲昴ㄶ㌳㕢㐸㥦㤹敤㌷㍣㔴㈸㤲愶愵㑡扥㜴攸㤵戲戸㠱攰㠵ㄲ㉦慦㌹㠶㑤摤㔱愶㈷挲㤱㜸て㠳摤ㅥ愵㔱㕣捡〹挹㐵㉣戲敥昳㘱㍢昲愵搵㉡㜵㝦收摢晤㐹ㄵ㜳昴戲㔸㤴㔱戱㘸摤㠲㠳㔱敢捦慡挳㕡㔹摡㜶㤸昵摦㙣ㅡ搲改扡扢昷ㄸ㝦捦挴㥥㈲て摦㔳〸扡㥤㡤昴搷ㅡ㄰㈱〶㝦攴愱㍤㠳㍦㝥㡤〹ㅥ戱摣㘲挴㕣㡦戲ㅥ㤷㉢㜲㠱㉦愸〱〵搳㘲㈱戹晥㤲㈷㑥晤㠲㔰㡢㥡㤹搱搸晣㌹搱攸㝣㙥ㄱ㉤挵㡢㔷㠷㐲〹㕥搴挸㌷慥攱戰慤㤴㙡搶捣㜶戵挲㜲昵攳㄰搴昷扤〰搳㘲㜸㈴ㄲ㌰㉢挶㝤㍢搰搵っ慦㈶扥ㄷ搱攸㌶扥愴愴㝣㐲愸㌲㕣㔷㌳㈱㡡㉢㜹㠱㕥〳㡦攸搵晦㠸㍥扤㝡昷〹㉣㤰慢㜵㐱㕥慦散戱㌸ㄲ慦㔱㝤㐰〸慦㐳㔴つㅦ昲攵搷ㄷ㝤㍣改慣敦㔶扣扢㌴ㅡ摦愵㝡ㅢ〱挷ㄵ㡦捥ㄸ㈲㠰愷昶㌲捤㉢㌴慦搲扣㐶昳㍡㡣敡㠶㔴ㅥ扡搰戶㍦戴㝦挲搷摥愰㜹ㄳ〶〷ㅤ㈱㕥㍦晥愸㉥攸攲㌱㐸㝢㡢㘶㈷㡣攲〵ㄳ敥慥㔹摡摢㌰㥥㥡扦㠳愰摢〹㘳㙦愷慥敦〱敡搷㤸攰ㄱ㔳㠷㈳㐶摤㌵昲慣㤱㔹㡤慣慡昶〶㈱づ愶摡ㄹ〱挷愵㥣敥㐸ぢ㌰晦㔳㥡捦㘸㍥愷昹㠲收㑢ㄸ搵捡㤳愹慦㠸昹㥡㘶ㄷ㑣ち㔳㐷愰㑢㤸晡㤶㠰敦㘰㔴㑦ㄸ㥤愹敦搱昲㘴敡〷〴慤㙦㥦捣㑢㐹つ攸挷戲㈴㈵搳㝥㐲㠷㕦㈳摣挹㤳挴㔴㉦挴摣㜸捡㌶攸㜰昰愴㡣㠰攳ㅡ㔵ㅦ㔴ち㜰愴㉣〵挳㘳㤵㤶㑤搳㡣㠶㔷摢搵㙦扦㝢㙤㔱㍥㘲㥡搳攴挱愴昰搴ㄷ㐵㍢戰戰㥦㠰㝣ㄸ搵ㅦ慥捥㔳〱㕣㑦㥥㕡㈰㘸攵挹扣愴搵㠰㜴ㅢ㑦㠵〰晡㌵挲㥤㍣㐹㑣つ㐰㡡ㅢ㑦㥦㘳㥤㕣昷扣捦㡣㠰攳攲摢㈰㔴ち攰愹戵攵㜰敤㘸摡搳ㅣ㐰㜳㈰㡣晡挸㤳愷㠳㠹㌹㠴㈶〰㤳挲搳㘰ㄴ敤挰挲㠷ㄲ搰ㄱ㐶つ㠱慢昳㔴っ搷㤳愷㑥〸摡㡦戶㥥㑣㜵〱搴慦㌱挱挹㤴挴搴㔱ㄸ搳㡤愹㔷扤㤸㝡挵〸㌸慥㉡ㅥ㡤㑡〱㍣戵㕥ㅣ慥㌷㑤ㅦ㥡扥㌴晤㘰搴ぢ㥥㑣つ㈰㘶㈰捤㈰㤸ㄴ愶㠶愱㘸〷ㄶ㍥㤲㠰㈱㌰㙡㌸㕣㥤愹愳攰㝡㌲㌵ㄴ㐱㍢㔳收㔵捤〶ㄴ戰㙤㔳挳〰昵㙢㑣㜰㌲㈵㌱㌵〲㈹㙥㑣㍤散挵搴㐳㐶挰㜱戹戴ㄴ㤵〲㜸㙡愳㌹摣ㄸ㥡戱㌴攳㘸挶挳愸捤㥥㑣㑤㈴㘶ㄲ捤㘴㤸ㄴ愶㡥㐵搱づ㉣㍣㤵㠰㌲ㄸ㌵ち慥捥搴㌴戸㥥㑣㑤㐷搰捥㤴㜹戹戶〱〵㙣㑣捤〴搴慦㌱挱挹㤴挴搴㘸愴戸㌱㜵㠳ㄷ㔳ㅢ㡣㠰攳㍡昰㔸㔴ち攰愹㥤捣攱㠲㌴㜳㘸㉡㘸㉡㘱搴戵㥥㑣㔵ㄱ㌳㤷愶ㅡ㈶㠵愹㜱㈸摡㠱㠵攷ㄱ㌰ㅦ㐶㑤㠰慢㌳ㄵ㠱敢挹㔴つ㠲㜶愶捣敢搰つ㈸㘰㘳㉡ち愸㕦㘳㠲㤳㈹㠹愹㠹㐸㜱㘳敡㐲㉦愶㉥㌰〲㡥ぢ摣㤳㔱㈹㠰愷戶㤸挳搵搳㥣㑡戳㠴收㌴ㄸ戵摣㤳愹㌳㠸㌹㤳㘶㈹㑣ち㔳㔳㔰戴〳ぢ㉦㈳㘰㌹㡣㉡㠳慢㌳㜵㌶㕣㑦愶捥㐱搰捥㤴㜹㠱扤〱〵㙣㑣㥤〷愸㕦㘳㠲㤳㈹㠹愹㘹㐸㜱㘳㉡收挵搴㈹㐶挰㜱攵㝥〶㉡〵昰搴㔶㜲戸换㘸㉥愷㔹㐵㜳〵㡣㥡敦挹搴㔵挴㕣㑤戳ㅡ㈶㠵愹㤹㈸摡㠱㠵搷㄰㜰㉤㡣㥡〵㔷㘷㙡㉤㕣㑦愶慥㐳搰捥㤴昹挹㐱〳ち搸㤸㕡て愸㕦㘳㠲㤳㈹㠹愹攳㤱攲挶搴昱㕥㑣捤㌲〲㡥㡦㈴㑥㐴愵〰㥥摡慤ㅣ敥㌶㥡㑤㌴户搳摣〱愳捡㍣㤹扡㡢㤸扢㘹敥㠱㐹㘱㙡㌶㡡㜶㘰攱晢〸搸っ愳捡攱敡㑣㙤㠱敢挹搴晤〸摡㤹搲㕦晢晡㌹搹搸ち愸㕦㘳㠲㐷㑣㥤㡣㌱摤㤸ㅡ攱挵搴㜰㈳攰昸慣㘵づ㉡〵昰搴ㅡ㌸摣㌶㥡㈷㘸㥥愴搹づ愳㠶㜸㌲昵㌴㌱捦搰㍣ぢ㤳挲㔴〵㡡㜶㘰攱攷〹㜸〱㐶㠵攰敡㑣敤㠰敢挹搴㡢〸摡㤹㌲㍦敢㘹㐰〱摢㌶昵ㄲ愰㝥㡤〹㑥愶㈴愶昸挹㤰ㅢ㔳㠷㝢㌱㜵㤸ㄱ㜰㝣㠸㔴㡤㑡〱㍣戵㌷㌹摣扦㘸摥愲搹㐹昳㌶㡣敡攸挹搴扢挴扣㐷昳㍥㑣ち㔳晣㍣慡〳ぢ㝦㐸挰㐷㌰㙡㍥㕣㥤愹㡦攱㝡㌲昵㙦〴敤㑣改摢㔴㕦㈷ㅢ㥦〰敡搷㤸攰ㄱ㔳ㄱ㡣改挶搴扥㕥㑣敤㘳〴ㅣ㥦㡥搵愲㔲〰㑦㙤ㄷ㠷晢㠶收㕢㥡敦㘸扥㠷㔱昹㥥㑣晤㐸捣㑦㌴㍦挳愴㌰ㄵ㐵搱づ㉣晣㉢〱扦挱愸㔳攰敡㑣敤㠶敢挹搴晦㄰戴㌳㘵㝥㍡搷㠰〲戶㙤㙡て愰㝥㡤〹㑥愶㈴愶㘲㐸㜱㘳敡搷晦㜹㥣愳晦㘲〴ㅣㅦ晢昱ち㕣〰㑦㉤㉦ㅢ㠶㌳㝤㌴㍦㑤㍥㑤〱㡣晡づ愹敥敦㡥㕢ㄲ㔳㐸挳㐹㐱㈹㑣搵愱㘸〷ㄶ摥㤷㠰㔶㌰㙡ㄱ㕣㥤愹搶㜰㍤㤹㙡㠳愰晤摤戱昹愱㕥〳ち搸㤸摡ㅦ㔰扦挶〴㈷㔳ㄲ㔳㡢㤱攲挶搴㠷㕥㑣㝤㘰〴ㅣ㥦㘷㥥㡡㑡〱㍣戵〰㠷敢㐰㜳㈸㑤㐷㥡㘲ㄸ戵搳㤳愹捥挴㜴愱改ち㤳挲搴ㄲㄴㄵ愶づ㈷愰ㅢ㡣㍡ㅤ㕤㍡㔳摤攱㝡㌲㜵〴㠲昶㙤捡晣㍣戵〱〵㙣㑣昵〴搴慦㌱挱挹㤴挴搴ㄹ㐸㜱㘳敡㜹㉦愶㥥㌳〲㡥て㙡㤷愲㔲〰㑦㙤㄰㠷ㅢ㑣㜳㈴捤㄰㥡愳㘰搴㤳㥥㑣ㅤ㑤捣㌰㥡㘳㘰㔲㤸㍡ぢ㐵㠵愹ㄱ〴㤴挰愸攵攸搲㤹㉡㠵敢挹搴戱〸摡㤹昲摣愶㐶〱敡搷㤸攰㘴㑡㘲敡㙣㡣改挶搴㝤㕥㑣摤㙢〴ㅣ㥦㐰昳㠳攷〰㥥摡㘴づ㌷㠵㘶㉡㑤ㄹ捤㌴ㄸ㜵扢㈷㔳㌳㠸㤹㐹㜳ㅣ㑣ち㔳攷愱愸㌰㜵㍣〱㈷挰㈸㝥㠰慤㌳㜵㈲㕣㑦愶㘶㈳㘸摦晢捣㑦挰ㅢ㔰挰戶㑤㤵〳敡搷㤸攰㘴㑡㘲敡㐲愴戸㌱戵挶㡢愹㙢㡣㠰攳愳昵㡢㔰㈹㠰愷㔶捤攱挲㌴昳㘸收搳㐴㘰搴㉡㑦愶㙡㠹㠹搲㉣㠰㐹㘱敡㘲ㄴㄵ愶㘲〴挴㘱搴愵攸搲㤹㑡挰昵㘴慡づ㐱攷㌵㤷㕥㑥㉥ㄶ〱攸搷〸昷㠸愹㤵ㄸ搱㡤愷㘵㕥㍣㥤㘵〴ㅣ㜳〶㉥㐷愵〰㥥摡㔲づ㜷ㄶ捤㌲㥡攵㌴㘷挳愸㈵㥥㍣㥤㑢捣㜹㌴攷挳愴昰戴ち㐵㠵愷ぢ〹㔸〱愳慥㐴㤷捥搳㐵㜰㍤㜹扡ㄸ㐱晢扥㘷捥㔹㘸㐰〱摢ㄶ㜵㈹愰㝥㡤〹㑥愶㈴愶慥㐲㡡ㅢ㔳昳扣㤸ちㅢ〱挷㘴㠸搵愸ㄴ挰㔳㕢捤攱慥愱㔹㐳㜳㉤捤㕡ㄸ㔵攱挹搴㍡㘲搶搳㕣て㤳挲搴㌵㈸㉡㑣摤㐰挰㐶ㄸ㜵㉤扡㜴愶㙥㠴敢挹搴㑤〸扡敤㝢㝤㥣㙣摣〲愸㕦㘳㠲㐷㑣㜱敡㠶ㅢ㔳㔳扤㤸㥡㘲〴ㅣ戳㍣搶愱㔲〰㑦敤ㅥづ㜷㉦捤㝤㌴㥢㘹戶挰愸㜱㥥㑣㍤㐰捣㔶㥡〷㘱㔲㤸㕡㡦愲挲搴挳〴㍣〲愳㌶愰㑢㘷敡㙦㜰㍤㤹㝡ㄴ㐱晢㌶愵㥦㜷扡㌰昵㌸愰㝥㡤〹㑥愶㈴愶㙥挰㤸㙥㑣ㅤ改挵搴㘰㈳攰㤸扥㜲㈳㉡〵昰搴㥥攵㜰捦搱㍣㑦昳〲捤づㄸ搵搷㤳愹扦ㄳ昳ㄲ捤换㌰㈹㑣摤㠴愲挲搴慢〴扣〶愳㙥㐱㤷捥搴敢㜰㍤㤹晡〷㠲㜶愶捣改㌳つ㈸㘰摢晢摥〰搴慦㌱挱挹㤴挴ㄴ㈷摢戸㌱㜵愸ㄷ㔳ㅤ㡣㠰㘳㕥捥㈶㔴ち攰愹扤捦攱㍥愰昹㤰收㈳㥡㡦㘱搴〱㥥㑣晤㠷㤸㑦㘸㍥㠵㐹㘱敡㜶ㄴㄵ愶㍥㈷攰ぢㄸ㜵㈷扡㜴愶扥㠴敢挹搴㝦ㄱ戴㌳㘵捥ぢ㙡㐰〱ㅢ㔳㕦〳敡搷㤸攰㘴㑡㘲㡡戳㠸摣㤸昲㝢㌱愵ㄹ〱挷㠴愳㝢㔰㈹㠰愷昶㌳㠷晢㠵收㔷㥡摦㘸㜶挳愸㘶㥥㑣晤㑥捣ㅥㅡ捥㔹㑡㘱㡡㜳㤷㠴愹㙣挴戴㘶㌰㙡㌳扡㜴愶㜲攰㝡㌲挵愹攲㙥挷㈹㤷㉢〹捤〱昵㙢㑣㜰㌲㈵㌱戵〵㘳扡㌱昵敤㙥㡦昷㌲摦ㄸ㠱搴㤹㔴戹㕢㔱㈹昵㈳㘳㤹慣㥤㥣㘳㘲㤹扤搲ㄲ㘰㕦搵昴摡㜰㈲㥥㕦㌵扣㉥ㄱㅤㄹ㑥㤴挶ㄳ〵㔵㌰㘸㑡㑡㝢㤹㡥㘱㐹敡㔶㌵㈳ㅣ㕡㌴つ㥦㡦ㅥ攲っ㘱ㅥ㝢㐹㕤㍣ㄱ㤵㑦挳て㜶挶㑢愳ㄳ愳㠹搲㜰㝣㐱㈴㔸㕦散ㄲ搶㈳㌳慢㐳戵㤸ㅦㄴ挳㌴愱挶㐰搱〵ぢ㐲㤵㉥换㔸ㄶ慤㡢㔵㠴挶㤴晥ㄵ㘶ㄸ㈹晤㘳㝤㙣愴㥣㕢愴㍡㜹捦愸戱昰㝥㄰戴挹挶〷换敡㡦㑤㔰昱ㄵ㘱㜳㔳㥤㜰㙦〹晥㘶㜱㔸㑥ㄸ挱㡣㤱〷ㅢ摤㐰㉣㌳㤶昲〱昶㔷㐱㔴扤慦㠵㌱㈵㙥㑣㙤㍣㕣ㄹ昲ㅢ摥㠴㜰㙤㑢愳㌹愹㉥㘱㡢〴ㄷ户㌲㈲昸散㝢㔲㉤㠴慦〸挶㉡晦ち㥡㘰挵昰搰〵㔱㍥晣晢㘳㌴敢㘵戲戲㜶昱㥡〴ㅦ扢捥挴㈱㠶㍣㜳㕡㤰敢㌴㠴攴㡥㠸㠶㘵戲㔷㈱昰㉤㐸㜵戲㍢㡦摥㠴㔰戰㔶ㄴ㈸㑢㔴㤶㠶ㄶ戶ㄴ㐴〸㥢㌶㙥ㅣ㠹㠴㕡搹㕤㤹愲愲㔵つ㥦ㄳ㡦㐶敡ㄲ愱㤶挹㤶散攲㕡搵搴㔰〴搳〸ㄶ㠶ち㤲慤挹ㄵ〹㑣㙤㑣搶攳愴扣扦㡥㍡㘰㈴挷㔰㐸㠹㐶扥㌴㐷㌶晢㑡㜰敦昹㠳㡡㐲挸㉡㜹㝣㌵㑣慤戹㠶㡦摢㠶㘵㤹つ㙡ぢ㜱㌹摤㉢昳㤹㜹摣㡢㕡㤹ㄳ㐶昵㘳㥢ㅣ戶ち捣㍥㑥㡡㙢㔱㈵㐷㍣捣㝣攵㍤㐳㠵摣㙤㈲戸㤹㉢ㄱ慥〸㐶㈲昵㉤慢挶搴㔶㐴敡㉡㐳攳㠳㜳㐲ㄱ昳㘸ㅤ㡤搵晣㐵昴捡攱收慦㙢㤵㠶ㄷ㘳扡攲ㄸ摣㘴㘷捥〳晣挳〷㌸㕣㔴㌳㕦㔰㔱㐳㤷攵ㄱ㉣挴晦㜹ち愴ㅦ㐹晢敥㥤挰㉢户㘱攱㤰收攸攲戱㡣昳挴㤲戳㈸㘵㙦戳挰挶㐷挷㐷㌱挳戵搲搲㌵㍡慣㜷晤㘵昶㈹㤱挸攷昳晤搱㤷ㄵ㜰㠵挷㉥㘳捥〹づ㜶扡㍦㡣㈷㔶摣㌱ㅥ㠵㥦㍡挳捣㜲晡㈱慦昸㜲〰㉣〲戰㤰㐷㉦晤㜴㘱㕡㌸ㄱ〹攵㔷㐹㕣摡㜹摣ㅤ挸㘶昳慡㘹搵㤸㤸㔵摡愲㙡㔴㉣㕣ㄹ〹搷㠶㜸敡㠱ㄹ搷扣昵㙤㝣㘸㉥收〶㑦㡥挶挳㥣ㅤ搵愲㙡㕡㉣㔸ㅢ㕦挰㐹㜹ㄵ昵晢摡㍣ㄱ㉢户㙡㐴戸ㄶ㍢㡦㍥㈶摢㠵㔵㘵搵搱㐵戸㈱戴慥愶㜶㔴㜰㐱晣㉦㈱㤴昱㔲〲㠶昴㍤㉡㕢㘵㘷慢扣散扣㍦晡ㅡ㠵㉤ㅣ㈵㌹㘳㈷㥢挶㤰敡㌱戴搲散慢㔴挹㤸㤹捤㝤㤵换㘴扢挱搱㜵扡㘸昲㙥㕡ㅥ㝦戵搶搸㐱ぢ摡挰㡣ㄹ㌵㝤捣摥昹晣晦㍦户愶收㍥㡥挲㘹㕥〵㘴慢㐸捥ㅤ㙥〳㜰㑢㝤㑢㘱ㅦ㌷ㅣ㑤〴愷㤷扡昵昹慢〴挳つㄱ㉦㥣㠴戳㌹ㄲ搳㍤ぢ戰摦攳愸㡢㔹戲㌸摣戶搴ㅤ㥥挳搵〴㈳㜱㈳㔶ㄲ慤愹〹㜲换攲㔶㔹㠶㐳㜶㈸㑦㑥愸㜱㈰搱慡㘰㘴昳㌳扡㠲㡢搱ㄵ㕣㉣㕤㜸㈵收晤〰搲㘶慤攸摣㘰㉣㥣愸慥〹㔷攴搱攱㥣晤扦挴㈶㠹㉤㈸〷㘴㥡て搹㉥㜱㜶㥡㍡㈵㔷㥦㐵ち戵㝢攰つ〳愹愳晡搸㜰戳攵攵㕢晤挱挹搶㌸㝤搵㜸㍡慢敤て㤳㡢㜷㜲攸㌰昶ㄱ换㜹ㄷ㝡攴ㄸ㤴戳つ㠰戴㔳㘰㥢〳攰ㅦㅦつ㔶㡥挴つㅣ搱㔸㜳攳㥥改㍣㠸挸㘳㐷慣㠸戳㥥㑢㜰㙢〰㙥㌹㔸㠸ㄳ摤㔸ㅥ㍢捡㌰愱㌸㠷昳愵㝤扡㕡摣㍢戳㜲㜳昳昳摣挶ㅡ㘳搶㉡㌶㘶㠲㕡敦㌹ㅦ攳愸晦攵㤴㐱㌸㠴㜲〵㜸慥愰戵攵捡戶㠳㔱㑦挰攵晡愴〰摡ㄳ㜰〰搹搸㡥㘰敡晥攰㌹㐵ㄸ〹㔹戹㌵㥣扡㥣㔷挳搵挱㌹㠵てㄳ㥡㌱〵ㅡ㤴昸昲昳㥥㐴㕣㍢㄰愸ㄷ㜷散ㄸ㡡㜶㤶㝡〶挶ㅣ㥦ㅢ㠰戱㠰〷〱愳ㅤっ愳㕥㐶㈷摦㜳晡づ愱㠷昷ㅢ〱晣戵扣摦㔰㥣㙣捡昷ㅣ收挳愲㤸慥㤷㝡ㄵ㈱㥥㉤昳㈰搵搸㤹㤷㝡つ㌸㥥㝤攱搳㈷㉥㐳〳㕡收换扦㝡ㅤづ㑦〱昴㠷攷㡢㤴攲㡣㔶扥㔰㘵戹ㅥㄸ搵ㅢ㠸昰攰愸㜵攴㉡扤㠹ㄶて㍡摣〸戹㡥㕡㈷㤸㐶㌷㐲昵ㄶ㌲㑣攲㤸㙤㄰搷㤹ㄵ扡戰敥㑥㜷㐰㔷〲づ㈳㠰戳㘷愹慥㜶㌸扣愴㈰敦㔹搲㉣㠲㜴㘳㕡㜷愶㜱摥慡〸㜲〴㍣摦戸㤹搵㍤敢㘳㔹㕡て㌸㔶㔵㌸戱㌵扤㉡㥦〳㤱戱㉡㕦〰慣慢搲㤳ぢ搲〰㌷愹ち㈷捤㘶愲捡㔷挰愵㔱攵㙢㠴㐵㤵摥㕣换㕤昰㑣㔵戸愲㕡㕦㤸挶㔵昹ㄶ㘹㉥慡昴㘳㠵晥慣晢㥤㍢㘰〰〱〳〹昸ㅥ〰㔱㘵㄰扣愴㉡㍦㔹搲㉣慡っ㘶摡㤱㑣攳戶㉤慡っ㠱㤷㔴攵㈸㌸㔶㔵㜸㔴㑢慦㑡㌶㄰ㄹ慢搲っ㘰㕤㤵愱㕣㤰〶ㄹ㑣㍦㔵㔶㍣㘱捦㐴ㄵㅦ㜰㘹㔴㘹㡥戰愸㌲㡣㙢㤹〷捦㔴㠵㉢慡つ㠷㘹㕣ㄵ㍦搲戶㘱攱㔲づ㜲㈳㔸愱㠴㜵昳摤〱愵〴ㅣ㑢㐰〱〰愲捡㐸㜸㐹㔵ち㉤㘹ㄶ㔵㐶㌱㙤㌴搳摡〲㈰慡㡣愱㠷㠳搷㔸晣戵ち挲昹扡改〵㘹て㐴挶㠲ㅣ〰戰㉥挸㌸㉥㠳㑤㤰〳ㄱ换㐴㄰㑥ち㑥㈳挸㈱〸㡢㈰ㄳ戸㑡〱㜸愶㈰㕣㐷㙤ㄲ㑣攳㠲ㅣ㡡戴㙤㑥㐱㈶戳挲ㄴ搶敤攸づ㤸㑡㐰ㄹ〱挵〰㠸㈰搳攰㈵〵改㘲㐹戳〸㌲㥤㘹㌳㤸搶ぢ〰ㄱ㘴㈶㍤〸㜲ㅣ晥㕡〵攱戴攰昴㠲昴〱㈲㘳㐱晡〲慣ぢ㌲㡢换㘰ㄳ愴ㅦ㘲㤹〸挲戹挷㘹〴ㄹ㠸戰〸㜲〲㔷㘹㄰㍣㔳㄰慥愳㌶ㅢ愶㜱㐱㡥㐴摡㌶愷㈰㈷戱㐲㌹敢づ㜱〷㥣㑣㐰㤰㠰愳〰㄰㐱收挰㑢ち㌲捣㤲㘶ㄱ愴㠲㘹㤵㑣ㅢつ㠰〸ㄲ愲〷㐱慡昰搷㉡〸㘷ㅦ愷ㄷ㘴㉣㄰ㄹぢ㌲づ㘰㕤㤰戹㕣〶㥢㈰攳ㄱ换㐴㄰㑥㜱㑥㈳挸㈴㠴㐵㤰㌰㔷㘹㌲㍣㔳㄰慥愳㌶ㅦ愶㜱㐱愶㈲㙤㥢㔳㤰〸㉢搴戰㙥㤹㍢愰㤶㠰㈸〱搳〰㄰㐱ㄶ挰㑢ち㌲搳㤲㘶ㄱ攴ㄴ愶挵㤸㜶㌲〰㈲㐸㥣ㅥ〴㤱㉦㉥摡㝢㝤㔷〵〱㐸㉦挸ㅣ㈰㌲ㄶ愴〲㘰㕤㤰㍡㉥㠳㑤㤰㑡挴㌲ㄱ愴ち戸㌴㠲捣㐵㔸〴㔹挴㔵慡㠶㘷ち挲㜵搴敡㘱ㅡㄷ㘴ㅥ搲戶㌹〵㌹㤵ㄵ㤶戰敥㝣㜷挰㘹〴㥣㑥㐰〴〰ㄱ攴っ㜸㐹㐱愲㤶㌴㡢㈰㘷㌲㙤㈹搳ㄶ〳㈰㠲㥣㐵て㠲㉣挳㕦敢ㅥ挲戹搴改〵㌹ㄵ㠸㡣〵㔹〲戰㉥挸㜲㉥㠳㑤㤰搳㄰换㐴㄰㑥搸㑥㈳挸㤹〸㡢㈰攷㜰㤵㤶挲㌳〵攱㍡㙡攷挱㌴㉥挸㌲愴㙤㜳ち㜲㍥㉢㕣挰扡换摤〱ㄷㄲ戰㠲㠰戳〱㄰㐱㉥㠲㤷ㄴ攴㍣㑢㥡㐵㤰㡢㤹㜶〹搳㔶〲㈰㠲㕣㑡て㠲慣挴㕦慢㈰㥣戲㥤㕥㤰换㠱挸㔸㤰㔵〰敢㠲㕣挶㘵戰〹㜲〵㘲㤹〸挲㜹攱㘹〴戹ㅡ㘱ㄱ㘴ㄵ㔷㘹㌵㍣㔳㄰慥愳㜶㈵㑣攳㠲慣㐱摡㌶愷㈰㔷戱挲搵慣㝢慤㍢㘰㌵〱搷㄰戰ㄶ〰ㄱ㘴つ扣愴㈰敢㉤㘹ㄶ㐱慥㘵摡㕡愶摤ち㠰〸㜲ㅤ㍤〸戲づ㝦慤㠲㜰㘶㜸㝡㐱㌶〱㤱戱㈰户〳慣ぢ戲㥥换㘰ㄳ攴づ挴㌲ㄱ㠴搳捦搳〸㜲㌷挲㈲挸〶慥搲㍤昰㑣㐱戸㡥摡㐶㤸挶〵戹て㘹摢㥣㠲摣挸ち㌷戱敥㘶㜷挰捤〴摣㐲挰ㄶ〰㐴㤰㕢攱㈵〵搹㙡㐹戳〸㜲ㅢ搳㌶㌱慤〱〰ㄱ攴㜶㝡㄰攴づ晣戵ち戲つ㠰昴㠲㍣〱㐴挶㠲㍣〹戰㉥挸㥤㕣〶㥢㈰摢ㄱ换㐴㤰愷㠱㑢㈳挸㌳〸㡢㈰㜷㜳㤵㥥㠵㘷ち挲㜵搴敥㠵㘹㕣㤰攷㤱戶捤㈹挸㝤慣戰㤹㜵㕦㜰〷㙣㈱攰㝥〲㜶〰㈰㠲㍣〰㉦㈹挸㑢㤶㌴㡢㈰㕢㤹昶㈰搳摥〴㐰〴㜹㠸ㅥ〴㜹ㄸ㝦慤㠲㜰㥥㝢㝡㐱摥〲㈲㘳㐱㜶〲慣ぢ昲〸㤷挱㈶挸摢㠸㘵㈲〸㈷搳愷ㄱ攴㍤㠴㐵㤰㐷戹㑡敦挳㌳〵攱㍡㙡㡦挳㌴㉥挸㠷㐸摢收ㄴ愴㠱ㄵ戶戱敥㐷敥㠰㈷〸㜸㤲㠰㡦〱㄰㐱戶挳㑢ち昲㠹㈵捤㈲挸㔳㑣㝢㥡㘹扢〰㄰㐱㥥愱〷㐱㥥挵㕦慢㈰㥣㑥㥦㕥㤰㙦㠱挸㔸㤰敦〰搶〵㜹㡥换㘰ㄳ攴㝢挴㌲ㄱ㠴㜳昶搳〸昲ㄳ挲㈲挸ぢ㕣愵㥦攱㤹㠲㜰ㅤ戵ㄷ㘱ㅡㄷ攴㔷愴㙤㜳ち昲㜷㔶㜸㠹㜵㝦㜳〷扣㑣挰㉢〴散〶㐰〴㜹ㄵ㕥㔲㤰㍤㤶㌴㡢㈰慦㌱敤㜵愶攵攱慡慦〸昲て㝡㄰攴㥦昸㙢ㄵ㠴戳昶搳ぢ攲〷㈲㘳㐱昲〱搶〵㜹㠳换㘰ㄳ愴〰戱㑣〴攱慤〱㘹〴㈹㐴㔸〴昹ㄷ㔷愹〸㥥㈹〸搷㔱摢〹搳戸㈰晢㈲捤㐵㤰户㔹攱ㅤ搶㙤攵づ㜸㤷㠰昷〸㘸つ㠰〸昲㍥扣愴㈰晢㕢搲㉣㠲㝣挰戴て㤹ㄶ〰㐰〴昹㠸ㅥ〴昹ㄸ㝦慤㠲昰收㠰昴㠲ㅣち㐴挶㠲㜴〴㔸ㄷ攴摦㕣〶㥢㈰挵㠸㘵㈲〸敦㐰㐸㈳㐸ㄷ㠴㐵㤰㑦戸㑡㕤攱㤹㠲㜰ㅤ戵捦㘰ㅡㄷ攴㜰愴戹〸昲㌹㉢㝣挱扡摤摣〱㕦ㄲ昰㕦〲扡〳㈰㠲㝣〵㉦㈹㐸㑦㑢㥡㐵㤰慦㤹戶㡢㘹㠳〰㄰㐱扥愱〷㐱扥挵㕦慢㈰扣〷㈱扤㈰㐷〲㤱戱㈰㐳〰搶〵昹㡥换㘰ㄳ攴㈸挴㌲ㄱ㠴㌷㍡愴ㄱ㘴ㄸ挲㈲挸て㕣愵㘳攰㤹㠲㜰ㅤ戵㥦㘰ㅡㄷ㘴〴搲㕣〴昹㤹ㄵ㝥㘱摤ㄲ㜷挰慦〴晣㐶㐰㈹〰㈲挸㙥㜸㐹㐱㐶㔹搲㉣㠲晣㡦㘹扦㌳㙤㌲〰㈲挸ㅥ㝡㄰㐴㘶㠱㔹摥愹昳㔶㠷昴㠲㑣〵㈲㘳㐱捡〰搶〵攱㐷㜵㜶㐱愶㈱㤶㠹㈰扣㥦㈲㡤㈰㌳ㄱㄶ㐱㥡㘱〴㜵ㅣ㍣㔳㄰慥愳㤶㡢摥挶〵㌹ㅥ㘹㉥㠲昸戸搰捤㔹昷〴㜷㐰ㅥ〱晣慥㘵㜵㈲〰摢戱㜱㙢㝥㜸㐹㐱捡㉤㘹攸㌷㍦㜱挹㐷㕢㉢㠰㔱搵〰㠸㈰㉤攰㈵慦挱户㈴搶愲ち㙦慢㐸慦捡㍣㈰㌲㔶㘵㍥挰扡㉡㠵㕣㄰摢㙥ㄲ㐱㉣ㄳ㔵㜸敦㐶ㅡ㔵愲〸㡢㉡晢㜰㉤ㄷ挰㌳㔵攱㡡㙡慤㘰ㅡ㔷㈵㠶㌴ㄷ㔵㕡戳㐲ㅢ搶㡤扢〳昶㈳㘰㝦〲ㄲ〰㙣愷㉡㙤攱㈵㔵㔹㘴㐹㐳扦愹㑡㍢戴戵昶㌰㙡㈹〰愲捡〱昴戰㥢ㅣ㐸㤸㐵㄰摥扦㤱㕥㤰㘵㐰㘴㉣挸㜲㠰㜵㐱づ攲㌲搸〴㌹ㅢ戱㑣〴攱㑤㈲㘹〴㌹て㘱ㄱ攴㄰慥搲昹昰㑣㐱戸㡥㕡〷㤸挶〵戹㄰㘹㉥㠲ㅣ捡ちㅤ㔹㜷㠵㍢愰㤸㠰㑥〴㕣〴挰㜶ち搲ㄹ㕥㔲㤰㑢㉤㘹攸㌷〵改㠲戶搶ㄵ㐶慤〶㐰〴㌹㡣ㅥ〴㌹㥣㌰㡢㈰扣㑤㈴扤㈰㙢㠰挸㔸㤰㙢〱搶〵改挶㘵戰〹戲ㄶ戱㑣〴攱扤㈸㘹〴㔹㡦戰〸㜲〴㔷改㝡㜸愶㈰㕣㐷慤㈷㑣攳㠲摣㠰㌴ㄷ㐱㝡戱㐲㙦搶摤攸づ攸㐳㐰㕦〲㙥〴㘰㍢〵改〷㉦㈹挸㉤㤶㌴昴㥢㠲昴㐷㕢ㅢ〰愳敥〱㐰〴ㄹ㐸て㠲っ㈲捣㈲〸敦㐶㐹㉦挸㝤㐰㘴㉣挸㘶㠰㜵㐱〶㜳ㄹ㙣㠲㙣㐱㉣ㄳ㐱㜸换㑢ㅡ㐱戶㈲㉣㠲っ攱㉡㍤〸捦ㄴ㠴敢愸つ㠵㘹㕣㤰㠷㤱收㈲挸搱慣㌰㡣㜵ㅦ㜱〷ㅣ㐳挰㜰〲晥〶挰㜶ち㌲〲㕥㔲㤰挷㉤㘹攸㌷〵㈹㐱㕢㉢㠵㔱捦〲㈰㠲ㅣ㑢て㠲㡣㈴捣㈲〸㙦㝡㐹㉦挸昳㐰㘴㉣挸ぢ〰敢㠲㡣攲㌲搸〴搹㠱㔸㈶㠲昰捥㥡㌴㠲扣㠴戰〸㌲㠶慢昴㌲㍣㔳㄰慥愳㌶づ愶㜱㐱㕥㐵㥡㡢㈰攳㔹㘱〲敢扥收づ㤸㐸挰㈴〲㕥〷㘰㍢〵㤹っ㉦㈹挸ㅢ㤶㌴昴㥢㠲㑣㐱㕢㥢ち愳摥〷㐰〴㈹愳〷㐱愶ㄱ㘶ㄱ㠴昷搶愴ㄷ攴㐳㈰㌲ㄶ攴㈳㠰㜵㐱愶㜳ㄹ㙣㠲㝣㡣㔸㈶㠲昰〶㥥㌴㠲㝣㠲戰〸㌲㤳慢昴㈹㍣㔳㄰慥愳㌶ぢ愶㜱㐱㍥㐷㥡㡢㈰挷戳挲〹慣晢㠵㍢攰㐴〲㘶ㄳ昰㈵〰摢㈹挸㐹昰㤲㠲㝣㙤㐹㐳扦㈹㐸㌹摡摡挹㌰敡㘷〰㐴㤰㈰㍤〸㌲㠷㌰㡢㈰扣㠵㈷扤㈰扦〲㤱戱㈰扦〱慣ぢ㔲挱㘵戰〹戲ㅢ戱㑣〴攱㝤㐲㘹〴搹㠳戰〸ㄲ攲㉡㘵攱㝣搷ㄴ㠴敢愸捤㠵㘹㕣㤰㙣愴戹〸㔲捤ち㘱搶㙤收づ㤸㐷挰㝣〲㜲〰搸㑥㐱㈲昰㤲㠲㌴户愴愱摦ㄴ愴〶㙤慤ㄶ㈶㜷ㅦ〰㌲扢敦㠴㤳攳㡡㉣㌷〳㜱搲㘴㝣㥦慡㈹㜵挱〸㝥愹㘲ㄲ收愵㈷搸昵㔷㤸㤵㤸愳摦ㅤ㤰晡つ捦昶ㅦ戰挰㉤㌵戲ち㈷捣㍥ㄸ㙢㤶捡㠱ㅤ㙢慣㕢㥣挸㍦㜶昷㠰㍦昷戲摦昶散挹㙣ㄴ㠵㔱㥡㉦攴户㡡㤶㤷㘷攵㜱㑣㠸〴改㌸㡦㝡㕦㌴搳㑣捥㑤㤹㐸捦㑡慤昶捥㌰攴慣搱㙥ㄱ晥愶㡤摢搴㐴晢ㅣ摤〵搸㍡㔴㙢㡣挶ㅡ摡㈹昴㡣〵挹摤ㅦ扤㡤㑥昰㐴〲敥㄰攲㔴捦戲㐴㝤〴搳㙢搹攴搷㘵敡㉤捥㌲搴挳㔸扣㘸㉣〷户㐲愵㝥㌹㙥㌲昷〱㤴捡㙦㥤昲㘵挴㤲挶㐸ㅢ㉣㑤敥㈵㈰搷㌳摦捥㈷㜳昸昰挵戱㠸慤㈷㠴㉢㘲搱㜸戴㉡ㄱ㈸挳っ昱〰扦㥥ㅡ摦㐹搳㙢㜸敥㐵愸攸㍡㈶㔷㉣愷㤶㍦挷㈲ㄲ昹攷搷㐶ㄷ搵捡搲攴挶昹㉤摤挲㔷昳收ㅣ㠶㜷㄰挸愳㈳挸㉢㙡㡢〵攵愳愸㥤搹㘸㙦㌶づ㌰ㅡ㠵〷愲挱㉣㥦㈰晦㐴㔳㜴㄰㉡㜳ㄴ㕦ㅤ㔶㘰㥦㤲ㄱ攵昶㕦㥡昱㉤㐴㜷〱扡㘵づ敢㔴㝣愱戵㙦ㄱ㝡㕡愲挷㌲攱扢攸㘰愳㡡戶ㄸ㐱慤〳敡㘹〱ㄸㄵ㐰㍦て㈵㝥㜵づ㜸攳愶捥戱㘴㤳㔵ㅤ搰攴㘶慢㥤㠶ㅣ搵ㄱ㉤愱攸㜴㝡〰ㄱ愸㍡挱㜲戳㔲换㤰㑡㌱搱㤹攵㍢ㄳ㄰㑦㠵搴㔲挰愸㤲㥤攵捥慣㠷㐷㔱ㄷ戳搱搵㙣ㅣ㘶㌴ちて㐷愳㘹㔸敥㠶捡ㅣ㐵㈳换ㅡ㌹搵㐸㘳㔱㜷戳晦㙣㜶㜵㈱愲㌳㡣敡㠱㝥㥤户㝡慣㠹㥤户㥥㠸〹㙦攷㈳㐷昵㠶㈷扣㕤㐰て戹昰戳㔴㕦㔸攱㙤㈱搲㑤摥㌴㙥搹摣㠸㔵挲㤵愲㝥㑣挵愳愸扦搹ㄸ㘰㌶〶ㅡ㡤挲㐱㘸㌴つ㐵㠳㔱㤹愳愴㔲㜴愴搹扦㤲ㄴ昱㕢㔱戵敥㌰敡㈸昴敢ㄴ搵㌸㈸ㅡ㡡㤸㔰㜴〵㐹ㄹ〶㑦㈸扡搲㑡搱㜰昴ち㐵昳㕣㈹慡㜶愵㘸〴㤲昸㈸㉡㌱ㅢ愵㘶攳㔸愳㔱㌸ㄲ㡤愶愱㘸ㄴ㉡㜳㤴㔴㡡㐶㥢晤㙢㐹㔱㕦㈲㜸摦㠶ㅡ㡢㝥㥤愲愰㠳愲㜱㠸〹㐵搷㤳㤴〹昰㠴愲つ㔶㡡㈶愱㔷㈸㍡挹㑡ㄱ昷㍥搹㡡㑥㜴愵㘸㌲㤲昸㈸㥡㘲㌶愶㥡㡤㌲愳㔱㌸つ㡤愶愱㘸㍡㉡㜳㤴㔴㡡㘶㤸晤户㤲愲挱㐴っ㠲㔱挷愱㕦愷㘸扡㠳愲㔹㠸〹㐵㜷㤰㤴ㄳ攰〹㐵㜷㕡㈹㥡㡤㕥愱㘸慡㉢㐵㤳㕤㈹㍡〹㐹㝣ㄴ㤵㥢㡤㤳捤㐶搰㘸ㄴ捥㐱愳㘹㈸慡㐰㘵㡥㤲㑡㔱愵搹扦㠵ㄴつ㈳攲㘸ㄸ㔵㠵㝥㥤愲㌱づ㡡收㈲㈶ㄴ㍤㐸㔲挲昰㠴愲㠷慣ㄴ捤㐷慦㔰㌴搲㤵愲㔲㔷㡡㈲㐸攲愳愸挶㙣搴㥡㡤愸搱㈸㕣㠰㐶搳㔰㜴ち㉡㜳㤴㔴㡡㘲㘶㝦〳㈹攲户㥦㙡愵㌰㉡㠱㝥㥤愲愱づ㡡敡㄰ㄳ㡡戶㤳㤴㐵昰㠴愲愷慣ㄴ搵愳㔷㈸㍡搲㑡㔱昲㜰㍤挸㤵愲㔳㤱挴㐷搱ㄲ戳㜱㥡搹㌸摤㘸ㄴ㥥㠱㐶搳㔰㜴㈶㉡㜳㤴㔴㡡㤶㥡晤㍢㐸搱㌸㈲挶挲愸㘵攸搷㈹敡敤愰㘸㌹㘲㐲搱换㈴攵ㅣ㜸㐲搱㉢㔶㡡捥㐳慦㔰搴挳㑡㔱昲㔸搴摤㤵愲昳㤱挴㐷搱〵㘶攳㐲戳戱挲㘸ㄴ㕥㠴㐶搳㔰㜴㌱㉡㜳㤴㔴㡡㉥㌱晢摦㈴㐵晣扥㔳㙤㌲㡣㕡㠹㝥㥤愲㑥づ㡡㉥㐳㑣㈸㝡㥢愴慣㠲㈷ㄴ扤㘳愵攸㑡昴ち㐵㠷扡㔲ㄴ㜰愵攸㉡㈴昱㔱㜴戵搹㔸㙤㌶慥㌱ㅡ㠵㙢搰㘸ㅡ㡡慥㐵㘵㡥㤲㑡搱㕡戳晦㘳㔲㌴㤳㠸ㄹ㌰㙡ㅤ晡㜵㡡摡㌹㈸㕡㡦㤸㔰昴㈹㐹搹〰㑦㈸晡捣㑡搱㐶昴ち㐵晢戹㔲搴摡㤵愲ㅢ㤱挴㐷搱㑤㘶攳㘶戳㜱㡢搱㈸扣ㄵ㡤愶愱攸㌶㔴收㈸愹ㄴ㙤㌲晢㜷㤱愲搹㐴昰晢㔳搵ㅤ攸搷㈹㙡攱愰攸㑥挴㠴愲敦㐹捡摤昰㠴愲ㅦ慣ㄴ摤㡢㕥愱挸㙦愵㈸㜹㉣捡㜳愵攸㍥㈴昱㔱戴搹㙣㙣㌱ㅢ昷ㅢ㡤挲〷搰㘸ㅡ㡡戶愲㌲㐷㐹愵攸㐱戳㝦㌷㈹慡㈰㘲づ㡣㝡ㄸ晤㍡㐵捡㐱搱㈳㠸〹㐵㔹戹㐰㍥ち㑦㈸攲㑦㌶戲〱㍦㑢㍤づ㉢ㄴ晤晥慢攵散㍡㜹㉣摡㡤㕥攷ㅢ㤰〶愶攲㔱戴捤㙣㍣㘱㌶㥥㌴ㅡ㠵摢搱㘸ㅡ㡡㥥㐲㘵㡥㤲㑡搱搳㘶㝦ㅥ㔶㔰㝥㘳㑦攳㌷愶慡㘷搱慦㔳昴〳搶挶晥〶攴㌹挴㠴愲〲㤲昲〲㍣愱愸㠵㤵愲ㄷ搱㉢ㄴ㝤敢㑡搱㉥㔷㡡晥㡥㈴㍥㡡㕥㌲ㅢ㉦㥢㡤㔷㡣㐶攱慢㘸㌴つ㐵慦愱㌲㐷㐹愵攸㜵戳扦㌵㈹㡡ㄲ挱慦㑡㔵晦㐴扦㑥搱㘷づ㡡摥㐰㑣㈸㙡㑢㔲晥〵㑦㈸㙡㘷愵㘸㈷㝡㠵愲晦戸㔲昴戱㉢㐵㙦㈳㠹㡦愲㜷捣挶扢㘶攳㍤愳㔱昸㍥ㅡ㑤㐳搱〷愸捣㔱㔲㈹晡搰散て㤰㈲㝥㡢愹挶敦㐸㔵ㅦ愳㕦愷攸ㅤ〷㐵晦㐶㑣㈸㉡㈶㈹㥦挰ㄳ㡡㍡㔹㈹晡っ扤㐲搱㕢慥ㄴ扤改㑡搱攷㐸攲愳攸ぢ戳昱愵搹昸慦搱㈸晣ち㡤愶愱攸㙢㔴收㈸愹ㄴ敤㌲晢扢㤳愲㈵㐴㥣ち愳扥㐵扦㑥搱㉢づ㡡扥㐳㑣㈸敡㐵㔲㝥㠰㈷ㄴ昵戶㔲昴ㄳ㝡㠵愲扦㕢㈹㑡ㅥ慥㜷戸㔲昴㌳㤲昸㈸晡挵㙣晣㙡㌶㝥㌳ㅡ㠵扢搱㘸ㅡ㡡晥㠷捡ㅣ㈵㤵愲摦捤晥㐱愴攸㉣㈲㤶挲挸户㈱改ㄴ㍤攵愰㐸攱挸㉥ㄴㅤ㐵㔲㘴㥡〹昳㠶㕡㈹捡〵㐶㈸㝡挲㑡㔱昲㜰摤攰㑡㤱て㐹㝣ㄴ㜱㡡㠹㌴昲捣㠶㘶㌴ち㌹㥤愴㘹㈸捡㐷㘵㌷㡡ち捣晥㔲㔲㜴ㅥ㤶㑢攳搷愱㉡㑥㑡搱㈹㝡挸㐱ㄱ攷㤱〸㐵愳㐹捡㍥昰㘴㉢ㅡ㘳愵愸ㄵ㝡㠵愲〷慣ㄴ㈵户愲㉤慥ㄴ戵㐶ㄲㅦ㐵㙤捣〶㈷㜷㐸捦晥㐶愳戰㉤ㅡ㑤㐳ㄱ㘷㠴戸㔱挴㐹㈲搲㍦㤹ㄴ昱㥢㑡㌵㝥て慡㍡㄰晤㍡㐵㜷㍡㈸㍡〸㌱愱㘸ㅡ㐹㌹〴㥥㔰㌴摤㑡㔱〷昴ち㐵㥢慣ㄴ㈵户愲㕢㕤㈹攲散ぢ㍥㡡㌸〳㐳ㅡ挵㘶愳㤳搱㈸散㡣㐶搳㔰挴㌹ㅡ㙥ㄴ㜵㌵晢㑦㈴㐵慢戰㕣摡攵㌰㡡ㄳ㌷㜴㡡㌶㌸㈸敡㠶㤸㔰㜴㌲㐹㤱㜹ㄱ捣ぢ㕡㈹攲扣〸愱㘸㥤㉢㐵㙢㕤㈹敡㠵㈴㍥㡡㝡㥢つ㑥㠰㤰㥥扥㐶愳戰ㅦㅡ㑤㐳㔱㝦㔴㜶愳㠸ㄳ㈹愴扦㥡ㄴ㕤㠳挵搱㔶挳愸㐱攸搷㈹扡搲㐱ㄱ㘷㍦〸㐵ㄱ㤲㈲㌳ㄵ㤸㔷㘳愵㘸㈸㌰㐲搱攵慥ㄴ慤㜴愵㠸㌳ㄴ昸㈸ㅡ㘶㌶㌸㈵㐱㝡㠶ㅢ㡤㐲捥㐸㘸ㅡ㡡㌸㡦挱㡤愲㔲戳㍦㐱㡡搶㘳㜱戴㜵㌰㙡㈴晡㜵㡡㉥㜰㔰挴昹〸㐲搱㘲㤲㌲〶㥥散㘸昵㔶㡡挶愱㔷㈸㍡搷㤵愲戳㕤㈹ㅡ㡦㈴㍥㡡㌸㙦㐰ㅡ㥣㈴㈰つ㑥ㄴ攰愳㜰㌲ㅡ㑤㐳搱ㄴ㔴㜶愳㠸㤳つ愴㝦㈹㈹扡〹ぢ愱摤〸愳愶愱㕦愷攸㜴〷㐵搳ㄱㄳ㡡捥㈶㈹昲㘹㍥昳捥戱㔲挴㑦昳㠵愲㔳慤ㄴ㈵て搷㡢㕤㈹攲愷昸㝣ㄴ昱㤳㝣㘹㥣㘸㌶㘶ㅢ㡤㐲㝥㙡摦㌴ㄴ㤵愳戲ㅢ㐵晣昸㕦晡㉦㈲㐵户㘳戹戴㑤㌰㡡ㄳ〰㜴㡡㑥㜱㔰挴捦散㠵愲㤵㈴㐵晦㝣ㅤ㜹㤷㔹㈹攲攷敢㐲㔱慤㤵愲攴攱㍡攲㑡㔱㌵㤲昸㈸ち㥢つ㝥㤰㉥㍤昳㡤㐶㘱〴㡤愶愱㠸㥦扥扢㔱挴て攴愵㝦㌵㈹攲㌷㤰㙡昷挰愸〵攸㤷摤攷㕡昴㥢㡦愲㔳搰㡢晦戸㤷づ扤㉤㥡愹挵㜰㡡改扦㐰戳㠳收㐵ㄸ㜵㌲ㄸ搸㠹㉦㘸㜵晣㠴㕢戹ㄱ㜰晣㈸攰㘹愸㈴攳摤㘰ㅤ敦㜴昴攲㍦㙥㘲搳挷㍢ㅢ㑥㌱晤㤴昱㘶㜹㡤㜷㥣ㄱ㜰晣戴摥昹愸攴㕣扦ぢ搰㡢晦搸㑣昴昱㔶挲㈹㜶ㄹ㙦慡搷㜸㔳㡣㠰攳㈷敡慥㐰㈵攷㜸㔷愲ㄷ晦㐱扣㍥摥㕡㌸挵㉥攳㡤昳ㅡ㙦慣ㄱ㜰晣搴摢昵愸攴攴㜳〳㝡昱ㅦ㜷㝡改攳摤ち愷搸㘵扣㔲慦昱㑡㡣㠰攳〷搳敥㐰㈵攷㜸晣㌸〳晦㜱㡢㤵㍥摥ㄶ㌸挵㉥攳つ昵ㅡ敦㈸㈳攰昸搹戱〷㔱挹㌹ㅥ㍦ㅢ挰㝦摣㌸愵㡦搷〰愷搸㘵扣〱㕥攳昵㌷〲㡥ㅦ敦摡㡥㑡㑥晤㜸愱ㅤ晦戱搵敢攳敤㠰㔳散㌲㕥㑦慦昱㝡ㄸ〱挷㑦㘰扤㡣㑡捥昵㝢〵扤昸㡦晢㤰昴昱摥㠴㔳散㌲㕥㔷慦昱扡ㄸ〱挷て㐹扤㡤㑡捥昱摥㐱㉦晥攳〶㈰㝤扣㡦攱ㄴ扢㡣搷挱㙢扣㠰ㄱ㜰晣ㅣ搳愷愸攴ㅣ敦㌳昴攲㍦㙥敢搱挷摢〵愷搸㘵扣昶㕥攳戵㌳〲㡥ㅦ㌵晡ㅥ㤵㥣晡晤㠰㕥晣挷晤㌴晡㜸扢攱ㄴ扢㡣搷捡㙢扣㝤㡤㠰攳愷㠱攴ちㅦ㉢搹㡥㘷扣搲㈷攳敤搲挷攳㠵㌱户昱ち扣挶换㌷〲㡥ㅦ搸㈹㐰㈵㈷㥦扣㙣㈶攳晤愴㡦挷慢㑣㙥攳攵㝡㡤㤷㘳〴ㅣ㍦㔳搳搶㜵㍣㕥㠳㤲昱㝥搷挷攳㈵ㅢ户昱㝥晦挵攳昵攱㝦㐶挰昱㘳㉦㜲㈱挷挱㈷㉦攸挸㜸戹㤸扣㠲搷愳敥ㅥ攳晤攴㌵摥㡦㐶挰昱㤳㈹㜲㔵㠴攳搹㕥晦㜸㜵㐴挶㉢搰挷ㅢ攴㌱摥㉥慦昱扥㌶〲㡥ㅦㅥ㤱㑢っ㡥昵攳愵〶ㄹ慦㤵㍥ㅥ摦㤹扢昱昹㤹搷㜸㥦ㅡ〱挷捦㜷挸晢㜵挷晡昱㝤扢㡣搷㕥ㅦ㡦㙦㜳摤挶晢搰㙢扣て㡣㠰攳㘷㌰攴捤慦㘳晤昸㈶㔸挶敢愰㡦挷昷㡣㙥攳敤昴ㅡ敦㉤㈳攰昸㌱〹㜹㈷改ㄸ㡦敦㈸㘵扣慥晡㜸㝣〳收㌶摥敢㕥攳扤㘶〴ㅣ㍦挹㄰㐱㈵攷晥挷户㘷㌲㕥㑦㝤㍣扥㥢㜱ㅢ敦㐵慦昱㜶ㄸ〱挷てㅢ㉣㜶ㅤ㡦敦㜵㘴扣〱晡㜸㝣㙢攰㌶摥搳㕥攳㍤㘵〴ㅣ㍦て㈰㙦ㄸㅣ摢ぢ摦㌸挸㜸㐳昵昱㜸㥥敤㌶摥攳㕥攳㍤㘶〴ㅣ㕦戲㉦㘷摦づ晤㜸ㄶ㉥攳㤵敡攳慤昶ㄸ敦㐱慦昱戶ㅡ㠱搴慦慡㉦㌲㜷昳㕣㥥搹ㅥ敥晤愵攸晡㜷㙡㘲挶㕥㈸㉥㕦ㅤ㕢㠸㘵捣慤攲ㅣ挳晣㉡㑥攴ぢ挹ㄷ㝢捡户㤱㐷㘴㠲㕥〱扥㕥㌳㌶㍦ㄴㅢ㡦㉦㡢挵㤷㙡㤶㠵㡤㥦敡ㅥ㠳㉦㤱攵㤷ㅦ㥡㕦敢愸㠹挷搹愱扥慡㐹㌱㝣捦㘳昳慡㌱㜱㝣㈵㙤㘵ㅥ㝥搸㍤㤱〸挵㙡晦ち戳㕣㜱扤㌴〷㜳㡦昱搰扦㜵搳㜵戶㈲愷㈱愶㝥つ愴攵㝢㜷昷昲㘱㝥敦㜲㌶扦㤵昳㡦捤㜱㤵改搵搹敡㝥攸㉡ㅦ㡢㝤搱愷㥤捣攳挳㌷㝤攲攷㘷戱㤵昸㤵㉣慦挲挴㐰挱㡡挹㉡㌲㕦㤶ㄵ摦㔹㔰㜳愳搰㝤慥㠵㈶㜹ㄶ㔲㝣愷㘰挹扦摢㌵㝦慡㜷㍥捦晣㉤昹㜷戸收㑦昷捥㝦搰㥥㝦㥢㙢晥㜱摥昹㍣㌳户㡣㝦戳㙢晥〹摥昹㍣搳戶攴㙦㜴捤㍦挹㍢㥦㘷捥㤶晣敢㕤昳㠳摥昹㍣ㄳ戶攴㕦攷㥡㕦改㥤捦㌳㕢㑢晥ㅡ搷晣戹摥昹㍣㔳戵攴㕦敤㥡㍦捦㍢㥦㘷㥥㤶晣㉢㕣昳㙢扣昳㜹㈶㘹挹扦捣㌵㝦㠱㜷㍥捦っ㉤昹㤷戸收挷扤昳㜹愶㘷挹㕦攱㥡扦搰㍢㥦㘷㙥㤶晣昳㕤昳敢扤昳㜹㈶㘶挹㍦挷㌵晦㌴敦㝣㥥㔹㔹昲㤷戹收㥦改㥤捦㌳㈵㑢晥㤹慥昹换扣昳㜹收㘳挹㍦捤㌵晦ㅣ敦㝣㥥挹㔸昲敢㕤昳捦昷捥攷㤹㠹㈵㝦愱㙢晥ち敦㝣㥥㘹㔸昲攳慥昹㤷㜸攷昳捣挱㤲扦挰㌵晦㌲敦㝣㥥〹㔸昲㙢㕣昳慦昰捣捦攵㙢㐴挶㉦㔶㍣挳晢㠳昷㌶㕣㠵㜱ㄴ㕦㐷㌸愰㜶㌵㍤扥㉡㠸户㥡ㅥ㡦昱攲㕤㐳㡦㐷㙣昱搶搰攳昱㔷扣㙢改昱㘸㉡摥㕡㝡㍣㌶㡡㜷ㅤ㍤ㅥ改挴㕢㐷㡦挷㉤昱搶搳攳㔱㐸扣敢改昱㤸㈲摥〶㝡㍣㐲㠸㜷〳㍤敥敦攲㙤愴挷扤㔷扣ㅢ改㜱㕦ㄴ敦㈶㝡摣戳挴扢㤹ㅥ昷ㄳ昱㙥愱挷慤㕥扣㕢改㜱ㅢㄶ敦㌶㝡摣㈲挵摢㐴㡦摢㤷㜸户搳攳搶㈲摥ㅤ昴愸扤㜸㜷搲愳㤲攲摤㐵㑦㐸㠵㈶戶㜷㘹㑡挸㘵慦昹㈲㡦㜶㤶ㄲ㤲ㅤ㔸㈱摢搱㉢愴戳搷㔶㐱挸㜷昴㡡〸㡥㕥ㄱ挳㔱㔷㐴㜱㘰㐵ㅣ㐷慦㠸攴攸ㄵ戱ㅣ㜵㐵㌴〷㔶挴㜳昴㡡㠸㡥㕥ㄱ搳搱㉢愲戲搷㍣㍤㐶ㅢ㍦㜴㐶敡ㅤ㔸ㄱ搹㠱ㄵ戱ㅤ㔸ㄱ摤搱㉢攲㍢㝡㘵㈳㜰昴捡挶挰㕥摢㤲挹㐶㤱㡡捤晦㝦㉣户㥡㐸"]
[null,null,null,null,null,"Decisioneering:7.0.0.0"]
[null,null,null,null,null,"CB_Block_7.0.0.0:4"]
[null,null,null,null,null,"㜸〱捤㝤〹㝣ㄳ㘵晡㝦摦搲㠶㑥㈸戴ち㉡攰ㄵ愰〸〲㈲攵㄰㄰㤱㉤㉤㐷攵愶ㅣ摥㈵戴㈹つ愴つ㈶㈹㠷ㄷ〸ㅥ㜸攳捤㈵㜸愱㠸扡ㅥ愰愰慥㙢ㄱ㍣挱昵㐰㔷㔷㜴㜵搵㕤捦㕤昱㕡㕤㐵晤㝦扦捦捣㠴㤹捣㑣㥡㥦㝦晢昹㌸㤰愷敦昳㍥摦攷㜹㘷扥摦挹㘴㌲㜹㈷挹㔲㔹㔹㔹扦㘰攱㕦㉥㌹㙣ㅣ㔶戱㌰㥥〸搵昵㉥㡤㐶㈲愱慡㐴㌸㕡ㅦ敦㕤ㄲ㡢〵ㄷ㡥つ挷ㄳ㉤〰昰㔵㠶ㄱ㡦攷㔶挶挳㘷㠷昲㉡攷㠵㘲㜱㠰㜲戳戲昲昲戴㙣挴㍢ㄸ㡦㐲搳搱㤸愵攵搰〰㤵愵昹㘸㕡搲攴搱㘸㌴㝥㥡㔶㌴昹㌴慤㘹摡搰ㄴ搰ㄴ搲ㅣ㐰㜳㈰㑤㕢㥡㜶㌴〷搱ㅣ㑣㜳〸㑤㝢ㅡ㡥慦㜵愴㌹ㄴ㈶晦㌰㤸㡡搲攱ㄳ㘶捥挶搶㔴㈴愲戱㔰慦挰㌴㝤㥤㠷づ散摤慦㜷㜱㥦㍥挷昵敥搳㉢㔰摡㄰㐹㌴挴㐲㐳敢㐳つ㠹㔸㌰搲㉢㌰戱㘱㘶㈴㕣㌵㈶戴㜰㑡㜴㑥愸㝥㘸㘸㘶㥦㝥㌳㠳晤〷ㄵ昷ㅦ㌰愰㘶昰攰㐱昹㠷愳昰戸搲攱ㄳ㘳愱㥡昸㙦㔴昲〸㤶㥣㔰㍡扣昷昸㔰攲㌷㉡㜹㈴㑡㡥㉦ㅤ㕥ㄶ慤ぢ㠶敢㝦㥢㥡戹搴戳㕦㔹愸㉡㑣攱㐳愱㔸戸㝥㔶㙦慣戴㡤㘴㜸〳㝢㡦〴摢㔵挱㜸愲㌴ㄴ㠹㑣づ搵㔰昳晣㍡ㄲㄶ㡡㠵敡慢㐲昱㌶㜵㈳ㄶ㔴㠵㈲㐶㌸㥥㔷㌷㉤ㄸㅢㅦ慣ぢ攵戰㔱㔰愷㙢㔶㕥ㅤ慡㑦㠴ㄳぢ㕢搷㑤㡤㠷㈶〷敢㘷㠵〸挹慤ㅢ搵㄰慥捥挹㔱㌹㌹㔹㉤扡戹慤㡣〸搳㝢㘴慣慡戴㌶ㄸ㑢㠸㐷挹㡡摤戰㤶扤㐳㔶摣戶㕡摣㠳〲㈹㔹ㄴ愹㈲㕣㌷㈶ㄴ慢て㐵㌸〸愵敢㤹〲ㄲ㑥㜴收㤳攴㤸㕢㐳㕤㔴㉢攳戹挶㑤攱㈸㕡㠰愶ㄳ㡣慦㌳㑣扢昱搱㐰㜹摤摣㘰㔵攲㤸挰攴愹〳〳愵ㄵ㘳〳晤戴㉥挴ㄴ挱愸㥣㍤㜸昲㕡㙢昰〹㤴㕤ㄹ捣慥㥣㤹㕤㔹㤵㕤㔹㥤㕤ㄹ捡慥慣挹慥㥣㤵㕤㔹㥢㕤ㄹ捥慥㥣㥤㕤㌹〷ㄸ㜳挹㙢搹㌲摢㔸扡摥昱㔳敦㔷搴戳㘵て捤㕢ㄲ㝦㈹㝡ち㜸〵㐸㥥戸㐷愱愱㜵㠳昱㜵㠷戱慦㔳㕦㘳㥤㡥㈶愶〷㡣㔲慦㘳㥤戸㕥㙤㉡敦㝤晥昱㠵㥦㡤㜹㘰攵㘵㌵晦ち㥦昰㡡攲㜳㕦ち昶㈲昸ㄸㄸ㕦㙦㤸㜶搸搷〳愵搱㜸㈲挰㡤ㅣ㘰ㄴ㍣㤶㤸㍥㌰㑡扤㘴ㄴ晣改搵㤲愲㘳㐷㜵ㅢ扥戸晤攷〳愶ㅥ戱攸㔲挵攳㠸ㄴ散㑢㜰㍦ㄸ㕦㝦ㄸ晢ㅡ敡〵晢㙡〳㠸㌹づ㐶愹攷㡤㠲㈷㘶摦㝢攷㐹㠷扦㍡㝥敢㠳㍦戴㍥敢攲㡢戳ㄴ昷㑦㈹㌸㠸攰挱㌰扥攳㘱散〵晢挹ㅡ昶搷㠶㄰㜳〲㡣㔲摢㡤㠲慤㠷攴㑥敦ㄹ㌸㝢昴搲捤ㅢ摢て摣㔱昲㕦挵攳㥢ㄴ㍣㤱攰㘱㌰扥㍦挰搸ぢづ㤲㠲㝤戵ㄲ㘲㠶挳㈸昵㠴㔱㜰晡愰ㅦ㉥敦㌱昸愹㌱㌷㙤晥搳㙢ぢ昷晡敦㔷㍣㔶㑡挱㌲㠲㐷挰昸㐶挲搸ぢㅥ㈷〵㡢戵㔱挴㡣㠶㔱㙡㡢㔱㜰挶㘵摤㕢慤㉢摤㔱戲散摣昷ㅦ㥥昶昱晤ㅦ㈹ㅥ㜷愵攰㐹〴㡦㠱昱㡤㠵㜱ㄳ愵㔸ㅢ㐷捣㜸ㄸ愵ㅥ㌴ちㄶ昶㝤收昴捤㕤ㅦㄸ昵㜰扢㠳晦㔵㜸晡挸敤㡡扢愰ㄴ㥣㐸昰㈴ㄸ摦㘴ㄸ晢ㅡㄶㅢ㉡㔷㄰㌳〵㐶愹㝢㡣㠲㍢摦㝢㘳搰㡣㘰挳㤸㥢昷晡㔶㕤戳扢搳㔰挵搷〳㈹㌸㡤攰改㌰扥㤳㘱散〵晢ㅢㅣ㥥㐲捣愹㌰㑡慤㌷ち㥥ㅦ摢扡摤户昴敡㤲换㑡敦ㄹ昰搰㠶㠳ちㄵ㕦㕢愴攰改〴㥦〱攳㍢ㄳ挶㕥㔰㔷戹慦㔶㐹捣っㄸ愵搶ㄹ〵て摣㍤㜳敤昶㐵搷㡦晣㜳户攲㘷昲㝦摣㍤㑤昱㜵㑡ち捥㈴戸ち挶㔷つ㘳㉦愸慢㕣慣㠵㠸愹㠱㔱㙡愵㔱昰㉦㈳㕦ㅦ昸搵慤慢挷㕥㜳捣㤹昳㉦敤扣攸㉢挵搷㍣㈹㔸㑢㜰ㄸ挶㌷ㅢ挶㕥㔰㕦挳㝥ㅡ㥦捦㕡〴㐶愹敢㡣㠲㔷㍤晦捤㘳摦㜴㕥㍥㘶敤慣昶㔳㥦扥㜸攷㠷㡡慦㥦㔲戰㥥攰㈸㡣㙦㉥㡣㥢捡㝤戵戳㠸㠹挱㈸㜵愵㔱戰昳㠲㙦㉦昸㕢晣㥣㤲晢户㑣㍦攵㌹慤戶扢攲㙢戱ㄴ㑣㄰摣〰攳㥢〷㘳㕦㐳晤㠰搵㕦㥢㑦捣〲ㄸ愵㉥㌱ち〶㔶㜷敥㝥昳捥㐹愳搷㜷搸搰㘱昲敢攱愹㡡慦敢㔲昰㙣㠲捦㠱昱㥤ぢ㘳㉦愸敦搸晤戵昳㠸㌹ㅦ㐶愹ぢ㡣㠲ぢ㕥慡㝤昰搶づ㝤挶摣昵昶散昷搷晤戹㑣㔳㍣㐷㤰㠲㡢〹扥〰挶户〴挶㕥㔰ㄷ愵㥦戶㤴㤸ぢ㘱㤴㍡挷㈸㜸昰㤴散昵㍦㐶㈳㈷㕤昶㘸㘸挷昸ㅥ㝦敤愹㜸扥㈱〵㉦㈶昸ㄲㄸ摦㌲ㄸ㝢㐱㝤㍦㉣搶㉥㈵收㌲ㄸ愵ㅡ㡣㠲㈳昳㝢慣扦㘱搷〱攵㤷昶㝣㙣攳愶愳㍥ㅦ慣㜸敥㈲〵慦㈰昸㑡ㄸ摦㔵㌰㜶㔱昴㠲晤戴慢㠹㔹づ愳㔴搴㈸昸晤戶搳昶㉤㍢㘶㙡改摡晦㕥昵攸捥㉤ㄳ搶㈸㥥〷㐹挱㙢〹扥づ挶㜷㍤㡣㝤つ㜵づ晢㙡㌷㄰㜳㈳㡣㔲㘱愳㘰挷摡扥㔷㑥㥢扡㘹捣摡扢㍡㍥攵㝢改捥㉦ㄵ捦愹愴攰ち㠲㔷挲昸㔶挱搸ぢ敡㉦〱挵摡㙡㘲搶挰㈸㔵㘵ㄴ扣昴攲㙢ㄳ㔷扣㕣㔵扥㘵㝡昷㉥㌳摢慤摡慥摡㈳㉣〵搷ㄲ扣づ挶㜷ぢ㡣㕢挱晥摡慤挴摣〶愳搴ㄹ㐶挱戳ち㌷㘵捤晥攸搵㔱ㄷ户搰㠲戱㡥慦攴㈸㥥敢㐹挱㍢〸㕥て攳扢ㄳ挶㕥㔰㝦愶ㄴ㙢㜷ㄱ戳〱㐶愹改㐶挱㘵㕦㉥㔹扦㙣捦昴ㄱ搷散ㅥㄱ摤㍢昴收㔹慡㈳挲㔲㜰㈳挱昷挰昸敥㠵戱㡢㘲ㅥ戱敦㈳收㡦㌰㑡㑤㌲ち㙥攸搱户㘷捦慢ㅢ挷㍤㜰挰㠴㐱㍦昵㕦晡愹攲㌹愸ㄴ㝣㠰攰〷㘱㝣て挱戸ㄵ㉣搶㌶ㄱ戳ㄹ㐶愹㌱㐶挱愷㘶挵㙦㜹晢慦㉦っ㝦攰昵㌷㝢扦㍢戳换愱昹㡦㈰㍣挹㌸㙦㈸㡢〵攷攳攴㙢晦㘹㕤摦摥㝤昸慦改戳㔹㥣捣搶っ愸ㄹ㔸㔳㕣㕣㍤愰㑦戰㕦㌰㌷㠰戲㤹㥥㐶昱愹㤰㕦㌳㍤㕣㕦ㅤ㥤㉦攷㔵昹㌵㈳挳㤱㐴㈸㈶㑥㐱つ晥攸攷㠶攲户慥ㄹ戱〰㘷搴㔵晡㈹㔸扢㥡搲㔰㉣㠱㜳搱挴挲晤攷㘵㠷つて挶㐳晢摤㥥㐶敤攱搱㠶晡敡昸愱敥挱㡡㐴㌰ㄱ敡㤸ㅡ摢㕦挴㤱㔶㠱ㄳ搵㔰㕣㔶改㠸搴戴㘹挱㐸㐳愸㘴㐱㔸てㅦ㥥ㄲ挶㈹㙢㜴愶㜷㜴㘴㉣㜴㔶㌲敡㔸愳ㄲ扣㠷㥡㈷戵ㅤ㕢愹㠷昴昵ち㤴搶㐶攳愱㝡㔹扤㥥㜵ㄳ挳㔵㜳㐲戱㡡㄰摦㠱㠵慡㘵㔳て㘲挸㌸㙦敥㌹愱ㅥㅢ㡡㌳攱敡捥搶㕥ㄲㅤ慡慦づ㔵㘳㝤攷㠲攵㠵㔳㠲㌳㈳愱㠳㙤㄰㝤㑣〴㍡搸扡㐷㐶慢ㅡ攲愵搱晡㐴㉣ㅡ戱㐷㑡慡攷〵㜱慥㕥㍤㉥㕡ㅤ捡㤱㈵㑢户㉡慢㐵ぢ愵戲扡扢㥤昴戲㜶㥣愷挵㤶㥤㠴㈷摦改挱㤶㥤㠸㘰搷搳改㘴㘵㌴㉣㍢ㄹ昱㐷愷㕤ㄳ敢㑥㐸㜴㥦戴㘸㤷㥤㤴㐹敤敤㑦扣摥㤳愱て㜴㠸㠴昸慣捣㉥昲㉥戹㝦扦㙣㘲㑤㉤慡昰つ㌷搱㘹㐸㤳戲挹㝤慦㜹挱搹搹㙤㡤慤ㅦ㌱て敦挸㐶〷敢慢㈳愱㔸摡换〵㡡㙢愴㙤愱搹㑡昳㈸捤㘳㌴㡦挳攴㤶攱ㄸ攷挹㘸づ㄰㙡㠱㕡㤸㍢㍦㕣㥤愸昵搵㠶挲戳㙡ㄳ攸挳㘵㠶扣㍣搲敤㔸戴㈷搰愵晤㤹收㐹ㄸ扦㍦换搷㠸扦㔹㍥㍦㤶慣㕣扥慤晡扦扦昹换㐶㤶㈶敦㌵㜱㈵㈰㥥㕢㠷户戴昱ㄶ㉤摣戶㝡㜴㌰㕥㥢攰ㄳ㉥㝤㤰昵戶搱㍣〵㤳扦ㅤ㘶摣攸㔰〴㑦搷摦攸㈲㐲㙥ㄷ㤴㙣昲敤㉡捦户づ慥慢㔸㔸㕦㔵ㅢ㡢搶攳㐲㑥㔹㌰ㄱ㉣愹挲㝢昲戸ち晡敡挶㐶㑢ㅢㄲ扥扡搱㘱晣挹慦㥢ㅣ㥡ㅢち㈶㑡㜱㌴㑥戴慥ㅢ㡢昷昳㜲戸㉣慦㕥㤰㕢愷扦ㄵ㉦ぢ挵慢㌴扥㘷㉦挷搱㘷㠱て㉤ㅣ㑥昳敢㜸㍣〹㉤㐸戰㜴换扡㠹㐱扣攷㑦㘸〰昵㤴㉣扤挵捣搶搲㘷㘶晢つてㄵち愵㘹愹搲㑡㍡昴㑡㔹摣㐱昰㐲㠹㤷搷ㅣ挳愶㍥㔱愶㈶挲㤱㜸㙦㠳摤摥㘵㔱㕣搰〹挹愵㉣戲敥昳㘱㍦昲愵搵㉡昵昹捣㌷晤ㄳ慡㘶敡㘵戱㉡愳㘲搱㠶戹㐷愰搶㙦㔵㠷戵戲戴ㅤ㌰敢扥摣㌸愴敢捤昷晦㘲晣㕤㠴㘷㡡㉣扥愷ㄱ戴㥦摥㤸搷〵ㅡㄱ㈱〶㝦㘴搱㥥挵ㅦ扦挶〴慤ㄱ挶ㄹ换㉤㐲户敢㔱搶攳愲㐵㉥昰昹㜵愰㘰㑡㉣㈴㔷㘱昲挴㔹㌸㌷搴扡㙥㝡㌴㌶㘷㘶㌴㍡㠷㝢㐴ㅢ昱攲戵愱㔰㠲㤷㌶㕡ㄹ㔷㜲搸㔶㑡戵㘸㘱扢㘶㘱戹〶㜲㈴敡晢㜶挲戴㉥㠹㐴〲㘶挵戸㙦ㄷ扡㕡攰搵挴昷㈲ㅡ㍤挷㤶㤶㔶㡥ぢ㔵㠷ㅢ敡挶㐵㜱㍤㉦搰㘷攰㌱㝤〶ㅣ搳户㑦㜱摦挰㕣戹㘶ㄷ攴㔵换摥ぢ㈲昱㍡搵ㄷ㕢捤慢ㄱ㌵㈵㐳㍥晦攲㡡て㈷㕣昰昵攵㝦㕦ㅣ㡤敦㔵挵㐶挰㜱摤攳㈸っㄱ挰㐳㝢㤹收ㄵ㥡㔷㘹㜶搳扣〶愳㝡㈲㤵㠷㉥戴敤㡢昶㔷昸摡ㅢ㌴㙦挲攰愰㈳挴敢挷ㅦ搵つ㕤㍣〶㘹㙦搱散㠱㔱扣㙣挲愷㙢㤶昶㌶㡣愷收敦㈰㘸搷摣扣敥搲㠸〸搶㈴戹㉡摡扢攸昰㙢㑣㜰㙡㉥㌱搵〳㌱敡慥㤱㘷㡤捣㙡㘴㔵㜵㐴ㄹ㔷愶㍡ㄸ〱挷〵㥤㕥㐸ぢ㌰晦㘳㥡㑦㘸㍥愵昹㡣收㜳ㄸ搵ㄶ愹敥㑣晤㠷㤸㉦㘸昶挲愴㌰㜵っ扡㠴愹慦〸昸ㅡ㐶ㅤぢ愳㌳昵つ㕡㥥㑣㝤㡢愰晤搴摡扣愰搴㠸〸搶㘶㍦㔳摦愱挳慦㌱挱挹㤴挴㔴ㅦ挴摣㤸捡㌶〸㜱散㔳捡〸㌸慥㔴昵㐵愵〰㐷捡㔲㌰㍣㕡㘹搹㌴㉤㘸㜸搵㕤晤昸戳ㄷ㔳㍥㘲㕡搲攴挱愴㌰搵て㐵㍢戱戰㥦㠰㔶㌰㙡〰㕣㥤愹㝣戸㥥㑣戵㐶搰扥㑦㤹㔷捡ㅡ㔱挰挶㔴〱愰㝥㡤〹㑥愶㈴愶㡥㐳㡡ㅢ㔳㥦㘲慢㕣昷愹㑦㡣㠰攳ㄲ摣㈰㔴ち攰愱戵攷㜰ㅤ㘸㍡搲ㅣ㑡㜳ㄸ㡣晡挰㤳愹㈳㠸㌹㤲㈶〰㤳挲搴㘰ㄴ敤挴挲㥤〹攸〲愳㠶挰搵㤹㉡㠲敢挹㔴㔷〴敤㑣㤹㤷〰ㅢ㔱挰挶㔴㌷㐰晤ㅡㄳ㥣㑣㐹㑣㥤㠰ㄴ㌷愶㕥昵㘲敡ㄵ㈳攰戸戶㜸㈲㉡〵昰搰晡㜰戸㘲㥡扥㌴晤㘸晡挳愸㥤㥥㑣ㅤ㐷捣㐰㥡㐱㌰㈹㑣つ㐳搱㑥㉣㝣㍣〱㐳㘰㔴〹㕣㥤愹ㄳ攰㝡㌲㌵ㄴ㐱㍢㔳收㍢攵㐶ㄴ戰㌱㌵っ㔰扦挶〴㈷㔳ㄲ㔳挳㤱攲挶搴㘳㕥㑣㍤㙡〴ㅣㄷ㑤换㔰㈹㠰㠷㌶㥡挳㤵搳㥣㐴㌳㠶㘶㉣㡣摡攴挹搴㜸㘲㈶搰㑣㠴㐹㘱㙡〴㡡㜶㘲攱挹〴㔴挰愸㔱㜰㜵愶愶挰昵㘴㙡㉡㠲㜶愶捣㡢戶㡤㈸㘰㘳㙡㍡愰㝥㡤〹㑥愶㈴愶㐶㈳挵㡤愹摢扣㤸扡搵〸㌸慥〶㥦㠴㑡〱㍣戴ㄹㅣ㉥㐸㌳㤳愶㡡愶ㅡ㐶慤昶㘴慡㠶㤸㔹㌴戵㌰㈹㑣㡤㐱搱㑥㉣㍣㥢㠰㌹㌰㙡ㅣ㕣㥤愹〸㕣㑦愶敡㄰㜴㍢愲ㄷ㍢搹㠸〲敡搷㤸攰ㄱ㔳攳㌱愶ㅢ㔳㤷㜹㌱㜵愹ㄱ㜰㕣收㥥㠸㑡〱㍣戴〵ㅣ㙥㈱捤搹㌴攷搰㥣ぢ愳㤶㝡㌲㜵㍥㌱㡢㘸ㄶ挳愴㌰㌵〹㐵㍢戱昰ㄲ〲㤶挲愸ち戸㍡㔳ㄷ挲昵㘴敡㈲〴敤晢㤴㜹㤹扤ㄱ〵㙣晢搴㈵㠰晡㌵㈶㌸㤹㤲㤸㥡㠲ㄴ㌷愶㘲㕥㑣㥤㘵〴ㅣ搷敦愷愱㔲〰て㙤㌹㠷扢㠶收㕡㥡敢㘸慥㠷㔱㜳㍣㤹扡㤱㤸㥢㘸㔶挰愴㌰㌵ㅤ㐵㍢戱昰㉡〲㔶挳愸㔳攰敡㑣慤㠱敢挹搴捤〸摡㤹㌲㍦㍦㘸㐴〱ㅢ㔳敢〰昵㙢㑣㜰㌲㈵㌱㜵㉡㔲摣㤸㍡搵㡢愹㔳㡣㠰攳㠳㠹搳㔱㈹㠰㠷戶㠱挳摤㑤戳㤱收ㅥ㥡㝢㘱㔴㠵㈷㔳㝦㈴收㝥㥡〷㘰㔲㤸㍡〳㐵㍢戱昰㐳〴㙣㠲㔱㤵㜰㜵愶㌶挳昵㘴敡㘱〴敤㑣㤹ㅦ㡣㌴愲㠰㡤愹㉤㠰晡㌵㈶㌸㤹㤲㤸㥡㠱ㄴ㌷愶㠶㝢㌱㔵㘲〴ㅣ㥦戸捣㐴愵〰ㅥ㕡㈳㠷摢㐶昳ㄴ捤㜶㥡ㅤ㌰㙡㠸㈷㔳捦㄰昳㉣捤㜳㌰㈹㑣㔵愱㘸㈷ㄶ㝥㠱㠰㥤㌰㉡〴㔷㘷㙡ㄷ㕣㑦愶㕥㐴搰捥㤴昹㠹㑦㈳ち搸㤸㝡〹㔰扦挶〴㈷㔳ㄲ㔳晣㝣挸㡤愹ㅥ㕥㑣ㅤ㙤〴ㅣㅦ㈵搵愲㔲〰て敤㑤づ昷㌷㥡户㘸昶搰扣つ愳扡㜸㌲昵㜷㘲摥愵㜹て㈶㠵㈹㝥㉡搵㠹㠵摦㈷攰〳ㄸ㌵〷慥捥搴㠷㜰㍤㤹晡㈷㠲㜶愶捣㡦戲ㅡ㔱挰挶搴㐷㠰晡㌵㈶㌸㤹㤲㤸㡡㈰挵㡤愹〳扤㤸㍡挰〸㌸㍥㈳慢㐷愵〰ㅥ摡㕥づ昷㈵捤㔷㌴㕦搳㝣〳愳㕡㜹㌲昵㕦㘲扥愳昹ㅥ㈶㠵愹㈸㡡㜶㘲攱ㅦ〸昸ㄱ㐶㥤〵㔷㘷㙡ㅦ㕣㑦愶㝥㐲搰敤戵慦慦㤳㡤㕦〰昵㙢㑣昰㠸愹ㄸ挶㜴㘳敡㠷㥦㍣捥搱晦㘷〴ㅣㅦ晥昱㉡㕣〰て㉤㉦ㅢ㠶㜳㝥㌴㍦㑤㉢㥡㝣ㄸ昵㌵㔲摤摦昷戵㈱愶㠰㠶搳㠳㔲㤸㙡㐰搱㑥㉣㝣㈰〱㙤㘱搴㝣戸㍡㔳敤攰㝡㌲㜵㄰㠲昶㝤捡晣昰戱ㄱ〵㙣晢搴㈱㠰晡㌵㈶㌸㤹㤲㤸㕡㠰ㄴ㌷愶摥昷㘲敡ㅦ㐶挰昱愹收搹愸ㄴ挰㐳ぢ㜰戸㑥㌴㥤㘹扡搰ㄴ挱愸㍤㥥㑣ㅤ㐵㑣㌷㥡敥㌰㈹㑣㥤㠳愲挲㔴て〲㝡挲愸昳搰愵㌳搵ぢ慥㈷㔳挷㈰㘸㘷捡晣㔴戵ㄱ〵㙣㑣ㅤぢ愸㕦㘳㠲㤳㈹㠹愹昳㤱攲挶搴ぢ㕥㑣㍤㙦〴ㅣㅦ搷㉥㐶愵〰ㅥ摡㈰づ㌷㤸收㜸㥡㈱㌴㈷挰愸敤㥥㑣㥤㐸捣㌰㥡㍦挰愴㌰㜵〱㡡ち㔳挳〹㈸㠵㔱㑢搱愵㌳㔵〶搷㤳愹ㄱ〸摡㤹㌲㍦㉥㙥㐴〱ㅢ㔳愳〰昵㙢㑣㜰㌲㈵㌱㜵㈱㔲摣㤸㝡挸㡢愹〷㡤㠰攳㜳㘸㝥晣ㅣ挰㐳㥢挸攱㈶搱㑣愶愹愰㤹〲愳敥昱㘴㙡ㅡ㌱搳㘹㑥㠶㐹㘱敡ㄲㄴㄵ愶㑥㈵攰㌴ㄸ挵㡦戱㜵愶㑥㠷敢挹搴ㄹ〸摡㤹㌲㍦〷㙦㐴〱ㅢ㔳㤵㠰晡㌵㈶㌸㤹㤲㤸扡っ㈹㙥㑣慤昲㘲㙡愵ㄱ㜰㝣挰㝥〵㉡〵昰搰㙡㌹㕣㤸㘶㌶捤ㅣ㥡〸㡣扡捥㤳愹㝡㘲愲㌴㜳㘱㔲㤸扡ㄲ㐵㠵愹ㄸ〱㜱ㄸ㜵㌵扡㜴愶ㄲ㜰㍤㤹㙡㐰搰㝥㐴㌷㍦攰㙦㐴〱ㅢ㔳昳〱昵㙢㑣㜰㌲㈵㌱戵ㅣ㈹㙥㑣㉤昱㘲敡〲㈳攰㤸㌹㜰㉤㉡〵昰搰ㄶ㜳戸ぢ㘸㤶搰㉣愵戹㄰㐶㥤攳挹搴挵挴㕣㐲戳っ㈶㠵愹敢㔰㔴㤸扡㡣㠰换㘱搴つ攸搲㤹扡〲慥㈷㔳㔷㈲㘸摦愷捣㤹ぢ㡤㈸㘰㘳敡㙡㐰晤ㅡㄳ㥣㑣㐹㑣摤㠸ㄴ㌷愶㘶㝢㌱ㄵ㌶〲㡥㈹ㄱ㉢㔰㈹㠰㠷戶㠲挳慤愴㔹㐵戳㥡㘶つ㡣慡昲㘴㙡㉤㌱敢㘸㙥㠱㐹㘱㙡㈵㡡ち㔳户ㄱ㜰㍢㡣㕡㡤㉥㥤愹㍢攰㝡㌲戵ㅥ㐱㍢㔳收㤴㡣㐶ㄴ戰㌱㜵ㄷ愰㝥㡤〹㑥愶㈴愶㌸㠱挳㡤愹挹㕥㑣㑤㌲〲㡥戹ㅥ㙢㔱㈹㠰㠷昶〰㠷㝢㤰收㈱㥡㑤㌴㥢㘱搴ㄸ㑦愶ㅥ㈱㘶ぢ捤㔶㤸ㄴ愶搶愱愸㌰昵ㄸ〱㡦挳愸㕢搱愵㌳昵㈷戸㥥㑣㍤㠱愰ㅢ㔳晤㥤㙣㍣〹愸㕦㘳㠲㐷㑣摤㠶㌱摤㤸㍡摥㡢愹挱㐶挰㌱㠹攵づ㔴ち攰愱㍤挷攱㥥愷㜹㠱㘶㈷捤㉥ㄸ搵捦㤳愹扦㄰昳ㄲ捤换㌰㈹㑣慤㐷㔱㘱敡㔵〲㜶挳愸扢搰愵㌳昵ㅡ㕣㑦愶㕥㐷搰捥㤴㌹㠹愶ㄱ〵㙣晢搴ㅢ㠰晡㌵㈶㌸㤹㤲㤸攲㤴ㅢ㌷愶㍡㝢㌱搵挹〸㌸㘶攷㙣㐴愵〰ㅥ摡㝢ㅣ敥ㅦ㌴敦搳㝣㐰昳㈱㡣㍡搴㤳愹㝦ㄱ昳ㄱ捤挷㌰㈹㑣摤㠳愲挲搴愷〴㝣〶愳敥㐳㤷捥搴攷㜰㍤㤹晡㌷㠲昶㈳扡攷㌵捦㉦〰昵㙢㑣㜰㌲㈵㌱挵戹㐴㙥㑣昹扤㤸搲㡣㠰㘳摡搱〳愸ㄴ挰㐳晢㥥挳晤㡦收〷㥡ㅦ㘹昶挱愸ㄶ㥥㑣晤㑣捣㉦㌴㥣戹㤴挲ㄴ㘷㌰〹㔳搹㠸㘹㉤㘰搴㈶㜴改㑣攵挰昵㘴㡡搳挶摤㤸㜲戹㤲搷ㄲ㔰扦挶〴㈷㔳ㄲ㔳㥢㌱愶ㅢ㔳㕦敤昳㜸㌷昳愵ㄱ㐸㥤㑦㤵扢〵㤵㔲㍦㌸㤶㠹摢挹㤹㈶㤶㌹㉣㙤〰昶搵㑣慤て㈷攲慤㙡㑡ㅡㄲ搱㤱攱㐴㔹㍣㤱㕦〳㠳愶愴㜴㤴㐹ㄹ㤶愴㥥㌵搳挲愱昹㔳昰㈹改㤱捥㄰收戴㤷㌶挴ㄳ㔱昹㑣晣〸㘷扣㉣㍡㍥㥡㈸ぢ挷攷㐶㠲ぢ㡢㕣挲㝡㘴㝡㙤愸ㅥ戳㠴㘲㤸㉣搴ㄴ㈸㍡㜷㙥愸摡㘵ㅤ㉢愲つ戱慡㔰㜹搹敦㘱㥥㤱搲㍦摣挷㑥捡ㄹ㐶慡慢昷扣ㅡぢ敦㠷㐳㥢㙣㝣扣慣㝥摤㌴ㄵ㕦㈱㜶㌷搵ㄵ昷㤹攰㙦ㄶ㠷攵戴ㄱ捣ㅢ搹摡攴づ㘲㤹户搴ち㘰㝦つ㐴搵晢㕡ㅢㄳ攳捡敢攳攱敡㤰摦昰挶㠵敢摢ㄸ捤〹つ〹㕢㈴戸愰慤ㄱ挱㈷攰ㄳ敡㈱㝣㔵㌰㔶晤㝢搰〴ㅢ㠶㐵ㄷ㐴昹昰敦搷搱慣㤷挹捡摡换㉢ㄶ㕣昶㉥挲㈱㠶㍣㜳㜲㤰敢㘴㠴攴ㄳㄱつ换㤴慦〲攰㕢㤳敡㘴㜷ㅥ扤㜱愱㘰扤㈸㔰㤱愸㉥ぢ捤㙢㈳㠸㄰㜶㙤摣㐴ㄲ〹戵戵扢㌲㔱㐵慢㈹㤹ㄹ㡦㐶ㅡㄲ愱㌶挹㤶㍣挵戵㥡挹愱〸㈶ㄳ捣ぢ攵㈷㕢ㄳ慢ㄲ㤸攰㤸慣挷愹㜹扦ㅦ㜵挰㐸㡥愱㤰ㄲ㡤㝣㘹㡥㙣昶㡤攰戳攷㔷㉡ち㈱㙢㘴昹捦㌰戵㙡㈵㤷扢㠷㘵㤹つ㙡ぢ㜱㌹改㉢昳昹㜹㝣ㄶ戵㌵愷㡤敡挷㌶㌹㙣攵㥢㝤㥣ㅡ搷扡㐶㡥㜸㤸晦捡晢㠷ち昸戴㠹攰挶慥㐴戸㉡ㄸ㠹㉣㙣㔳㔳㕥㕦ㄵ㘹愸づ㡤つ捥っ㐵捣愳㜵㌴㔶昷㍢搱㉢㠷扢扦慥㔵ㅡ㕥㡣㐹㡢攵戸攱捥㥣つ昸慢て㜰戸慣㘶扥愰愲㠶㉥换攳㔸㠹晦昳㐴㐸㍦㤲づ摣㍦㡤㔷㙥挹挲㈱捤搱挵㘳ㄹ㘷㡢㈵攷㔲捡戳捤〲ㅢㅢㅤㅢ挵㍣搷㙡㑢搷攸戰摥昵扢㜹㑥㠹㐴㍥㥦敦搷扥慣㠰㉢㉣㝢㡤㜹㈷㌸搸改晥㌰㥥㔸昱㠹昱〴晣搴㜹㘶㤶搳て㜹挵㤷〳㘰㈱㠰〵㍣㝡改愷ぢ㔳挲㠹㐸愸㔵㡤挴愵㥤挷愷〳搹㙣㔹㌳愵ㄶ搳戳捡㕡搷㡣㡡㠵慢㈳攱晡㄰㑦㍤㌰敦㥡户挱㡤つ捤挲っ攱㠹搱㜸㤸㜳愴㕡搷㑣㠹〵敢攳㜳㌹㌵慦㙡攱㠱㌶㑦挴捡慤ㄹㅥ慥挷㤳㐷ㅦ㤳敤㠲㥡㡡摡攸㝣摣ㅣ摡㔰㔷㍦㉡㌸㌷晥扢㄰捡㜸㈹〱㐳晡㌳㉡㕢㘵㘷慢扣散扣㕦晢ㅡ㠵㍤ㅣ㈵㌹㙢㈷㥢挶㤰敡捦㘸愵㜹慥㔲㈵㘳㝥㌶㥦慢㕣㈷摢捤㡥慥㤳㐶㤳㜷搶昲昸慢戵挳ㄳ㌴晦㈰㤸昲㔱㔳换昷捦敡晦晦戹㑤㌵昷㐹ㄴ㑥昳㉡㈰㝢㐵㜲〶昱㐱〰户搱昷ㄴ昶㜱挷搱㐴㜰㝡愹㝢㥦扦㐶㌰摣ㄱ昱挲㐹㌸㥢㈳㌱改㌳ㅦ捦㝢ㅣ㜵㌱㔷ㄶ㠷摢㌶扡挳㜳戸扡㘰㈴㙥挴㑡愳㜵㜵㐱敥㔹摣㉢㉢㜰挸づ攵挹〹㌵づ㈴㕡つ㡣散㝥㐶㔷㜰〱扡㠲ぢ愴ぢ慦挴扣㉢㐰摡慣ㄵ㥤ㄵ㡣㠵ㄳ戵㜵攱慡㍣㍡㥣戹晦扢搸㈵戱〷攵㠰㑣㜳㤱晤ㄲ㘷愷愹ㄳ㜳昵戹愴㔰扢㌷摥㌰㤰㍡慡㡦ㅤ㌷㕢㕥扥搵慦㥣㜲㡤搳㔷㡤愷戳摡㈱㌰戹㜸㈷㠷づ攳㌹㘲㌹敦㐲㡦ㅣ㠳㜲戶〱㤰㜶㈲㙣㑢〰晣㘳愳挱敡㤱戸㡤㈳ㅡ㙢㘹摣㍦㥤〷ㄱ㜹散㠸ㄵ㜲敥㜳㈹㙥㄰挰㡤〷昳㜰愲ㅢ换㘳㐷〵愶ㄵ攷㜰搶戴㑦㔷㡢捦捥慣摣摣㔶㜹㙥㘳㤵㥢戵㡡㡣昹愰搶晢捦换ㅤ昵㍦㥦㌴〸㠷㔰㙥〰捦ㄵ戴昶摣搸づ㌰敡㈹戸摣㥥ㄴ㐰㐷〲づ㈵ㅢ㍢㄰㑣㝤㍥㜸㑥ㄴ㐶㐲㔶㙥ㅤ㈷㌰攷搵㜱㜳㜰㑥攱挳戴㘶㑣㠴〶㈵扥㔶㜹摢ㄱ搷づ〳敡挵㕤扢㠶愲㥤愵㥥㠵㌱挷攷づ㘰慣攰攱挰㘸㐷挰愸㤷搱挹昷㥣扥㈳改攱晤㐶〰㝦㉤敦㌷ㄴ愷㥣昲㍤㠷戹㔸ㄴ搳昵㔲慦㈲挴戳㘵ㅥ愴㥡㍡昳㔲扢㠱攳搹ㄷ㍥㝦攲㍡㌴愲㘵扥晣慢搷攰昰ㄴ㐰㕦㍣㕦愴ㄴ攷戵昲㠵㉡换昵挰愸摥㐰㠴〷㐷慤ぢ㌷改㑤戴㜸搰攱㑥挸㙤搴扡挲㌴戹ㄳ慡户㤰㘱ㄲ挷㙣㠳戸愳㔸愱ㅢ敢敥㜱〷㜴㈷攰㘸〲㌸㠷㤶敡㙡㍤攰㈵〵㜹搷㤲㘶ㄱ愴㈷搳㝡㌱㡤戳㔷㐵㤰㘳攸㐱㤰摥昸㙢ㄵ㠴㌳㕢搳ぢ昲㈹㄰ㄹぢ昲ㄹ挰扡㈰挷㜲ㅤㅡ攱㈶〵攱慣搹㑣〴昹て㜰㘹〴昹〲㘱ㄱ愴㤸㥢戴ㄷ㥥㈹〸户㔱敢〷搳戴㈰㕦㈱捤㐵㤰晥慣㌰㠰㜵扦㜶〷ㅣ㐷挰㐰〲扥〱㐰〴ㄹ〴㉦㈹挸㜷㤶㌴㡢㈰㠳㤹㜶㍣搳戸㕢㡢㈰㐳攸㐱㤰ㄳ昰搷㉡〸㡦㘵改〵挹〶㈲㘳㐱㕡〰慣ぢ㌲㤴敢搰㈸㠳改㈷挸㡡愷改㤹〸攲〳㉥㡤㈰㉤ㄱㄶ㐱㠶㜱㤳昲攰㤹㠲㜰ㅢ戵ㄲ㤸愶〵昱㈳㙤ㅢ㔶㉥攵搰㌶㥣ㄵ㑡㔹户㤵㍢愰㡣㠰ㄱ〴攴〳㈰㠲㡣㠴㤷ㄴ愴挰㤲㘶ㄱ㘴ㄴ搳㐶㌳慤㍤〰㈲㐸㌹㍤〸㜲ㄲ晥㕡〵攱㍣摤昴㠲㜴〴㈲㘳㐱づ〵㔸ㄷ㘴っ搷挱㈶挸㘱㠸㘵㈲〸㈷〳愷ㄱ攴㐸㠴㐵㤰㜱摣愴〰㍣㔳㄰㙥愳㌶〱愶㘹㐱㍡㈳㙤㥢㔳㤰㠹慣㌰㠹㜵扢戸〳㈶ㄳ㔰㐱㐰ㄱ〰㈲挸ㄴ㜸㐹㐱扡㔹搲㉣㠲㑣㘵摡㌴愶昵〱㐰〴㤹㑥て㠲㥣㡣扦㔶㐱㌸ㅤ㌸扤㈰㝤㠱挸㔸㤰㝥〰敢㠲㥣挲㜵戰〹搲ㅦ戱㑣〴攱㥣攳㌴㠲っ㐴㔸〴㌹㡤㥢㌴〸㥥㈹〸户㔱㍢〳愶㘹㐱㡥㐷摡㌶愷㈰㘷戲㐲㈵敢づ㜱〷捣㈰㈰㐸挰〹〰㠸㈰㌳攱㈵〵ㄹ㘶㐹戳〸㔲挵戴㙡愶㡤〶㐰〴〹搱㠳㈰㌵昸㙢ㄵ㠴戳㡥搳ぢ㜲ㄲ㄰ㄹぢ㌲〶㘰㕤㤰㔹㕣〷㥢㈰㘳ㄱ换㐴㄰㑥㙤㑥㈳挸〴㠴㐵㤰㌰㌷㘹㈲㍣㔳㄰㙥愳㌶〷愶㘹㐱㈶㈳㙤㥢㔳㤰〸㉢搴戱㙥㠵㍢愰㥥㠰㈸〱㔳〰㄰㐱收挲㑢ち㌲摤㤲㘶ㄱ攴㉣愶挵㤸㌶〳〰ㄱ㈴㑥て㠲挸㔷ㄷ敤扦慡慢㠲〰愴ㄷ㘴㈶㄰ㄹぢ㔲〵戰㉥㐸〳搷挱㈶㐸㌵㘲㤹〸㔲〳㕣ㅡ㐱㘶㈱㉣㠲捣攷㈶搵挲㌳〵攱㌶㙡ぢ㘱㥡ㄶ㘴㌶搲戶㌹〵㌹㥢ㄵ捥㘱摤㌹敥㠰㜳〹㌸㡦㠰〸〰㈲挸昹昰㤲㠲㐴㉤㘹ㄶ㐱ㄶ㌱㙤㌱搳ㄶ〰㈰㠲㕣㐰て㠲㉣挱㕦敢㌳㠴㜳愸搳ぢ㜲㌶㄰ㄹぢ㜲づ挰扡㈰㑢戹づ㌶㐱捥㐵㉣ㄳ㐱㌸㔱㍢㡤㈰㡢㄰ㄶ㐱㉥攲㈶㉤㠶㘷ち挲㙤搴㉥㠱㘹㕡㤰㈵㐸摢收ㄴ㘴ㄹ㉢㕣捡扡㑢摤〱㤷ㄱ㜰㌹〱ㄷ〲㈰㠲㕣〱㉦㈹挸㈵㤶㌴㡢㈰㔷㌲敤㉡愶㉤〷㐰〴戹㥡ㅥ〴㔹㡥扦㔶㐱㌸㔵㍢扤㈰搷〲㤱戱㈰搷〱慣ぢ㜲つ搷挱㈶挸昵㠸㘵㈲〸攷㠳愷ㄱ攴㈶㠴㐵㤰敢戸㐹㉢攰㤹㠲㜰ㅢ戵ㅢ㘰㥡ㄶ㘴ㄵ搲戶㌹〵戹㤱ㄵ㙥㘲摤搵敥㠰ㄵ〴慣㈴㘰つ〰㈲挸㉡㜸㐹㐱搶㔹搲㉣㠲慣㘶摡ㅡ愶㙤〰㐰〴戹㤹ㅥ〴㔹㡢扦㔶㐱㌸㈳㍣扤㈰ㅢ㠱挸㔸㤰㝢〰搶〵㔹挷㜵戰〹㜲㉦㘲㤹〸挲㘹攷㘹〴戹ㅦ㘱ㄱ攴㔶㙥搲〳昰㑣㐱戸㡤摡敤㌰㑤ぢ昲㄰搲戶㌹〵戹㠳ㄵ搶戳敥㈶㜷挰㥤〴摣㐵挰㘶〰㐴㤰つ昰㤲㠲㙣戱愴㔹〴戹㥢㘹ㅢ㤹搶〸㠰〸㜲て㍤〸㜲㉦晥㕡〵搹〶㐰㝡㐱㥥〲㈲㘳㐱戶〳慣ぢ㜲ㅦ搷挱㈶挸づ挴㌲ㄱ攴ㄹ攰搲〸昲㉣挲㈲挸晤摣愴攷攰㤹㠲㜰ㅢ戵〷㘱㥡ㄶ攴〵愴㙤㜳ち昲㄰㉢㙣㘲摤㥤敥㠰捤〴㍣㑣挰㉥〰㐴㤰㐷攰㈵〵㜹挹㤲㘶ㄱ㘴ぢ搳戶㌲敤㑤〰㐴㤰㐷改㐱㤰挷昰搷㉡〸攷户愷ㄷ攴㉤㈰㌲ㄶ㘴て挰扡㈰㡦㜳ㅤ㙣㠲扣㡤㔸㈶㠲㜰ㄲ㝤ㅡ㐱摥㐵㔸〴㜹㠲㥢昴ㅥ㍣㔳㄰㙥愳昶㈴㑣搳㠲扣㡦戴㙤㑥㐱ㅡ㔹㘱ㅢ敢㝥攰づ㜸㡡㠰敤〴㝣〸㠰〸戲〳㕥㔲㤰㡦㉣㘹ㄶ㐱㥥㘶摡㌳㑣摢ぢ㠰〸昲㉣㍤〸昲ㅣ晥㕡〵攱㌴晡昴㠲㝣〵㐴挶㠲㝣つ戰㉥挸昳㕣〷㥢㈰摦㈰㤶㠹㈰㥣慢㥦㐶㤰敦㄰ㄶ㐱㜶㜲㤳扥㠷㘷ち挲㙤搴㕥㠴㘹㕡㤰ㅦ㤰戶捤㈹挸㕦㔸攱㈵搶晤搱ㅤ昰㌲〱慦㄰戰て〰ㄱ攴㔵㜸㐹㐱㝥戱愴㔹〴搹捤戴搷㤸㤶㠷㙢扤㈲挸敢昴㈰挸㕦昱搷㉡〸㘷敢愷ㄷ挴て㐴挶㠲戴〲㔸ㄷ攴つ慥㠳㑤㤰㝣挴㌲ㄱ㠴户〴愴ㄱ愴〰㘱ㄱ攴㙦摣愴㐲㜸愶㈰摣㐶㙤て㑣搳㠲ㅣ㠸㌴ㄷ㐱摥㘶㠵㜷㔸户慤㍢攰敦〴扣㑢㐰㍢〰㐴㤰昷攰㈵〵㌹挴㤲㘶ㄱ攴ㅦ㑣㝢㥦㘹〱〰㐴㤰て攸㐱㤰て昱搷㉡〸㙦ち㐸㉦㐸㘷㈰㌲ㄶ愴ぢ挰扡㈰晦攴㍡搸〴㈹㐲㉣ㄳ㐱㜸攷㐱ㅡ㐱扡㈱㉣㠲㝣挴㑤敡づ捦ㄴ㠴摢愸㝤〲搳戴㈰㍤㤰收㈲挸愷慣昰ㄹ敢昶㜴〷㝣㑥挰扦〹攸〵㠰〸昲ㅦ㜸㐹㐱㡥戵愴㔹〴昹㠲㘹㝢㤹㌶〸〰ㄱ攴㑢㝡㄰攴㉢晣戵ち挲㝢て搲ぢ㜲㍣㄰ㄹぢ㌲〴㘰㕤㤰慦戹づ㌶㐱㑥㐰㉣ㄳ㐱㜸㠳㐳ㅡ㐱㠶㈱㉣㠲㝣换㑤晡〳㍣㔳㄰㙥愳昶ㅤ㑣搳㠲っ㐷㥡㡢㈰摦戳挲晦㔸户搴ㅤ昰〳〱㍦ㄲ㔰〶㠰〸戲て㕥㔲㤰㔱㤶㌴㡢㈰㍦㌱敤㘷愶㑤〴㐰〴昹㠵ㅥ〴㤱戹㕦㤶㜷敡扣挵㈱扤㈰㤳㠱挸㔸㤰ち㠰㜵㐱昸〱㥤㕤㤰㈹㠸㘵㈲〸敦愳㐸㈳挸㜴㠴㐵㤰ㄶㄸ㐱㥤っ捦ㄴ㠴摢愸攵愲户㘹㐱㑥㐵㥡㡢㈰㍥慥㜴㑢搶㍤捤ㅤ㤰㐷〰扦㙤㔹㥤づ挰づ散摣㥡ㅦ㕥㔲㤰㑡㑢ㅡ晡捤捦㔹㕡愱慤攵挳愸㕡〰㐴㤰搶昴㈰㐸ㅢ挲㉣㠲昰㑥㡡昴㠲捣〶㈲㘳㐱收〰慣ぢ㔲挰㜵戰㍤㐳㈲㠸㘵㈲〸㙦搷㐸㈳㐸ㄴ㘱ㄱ攴〰㙥搲㕣㜸愶㈰摣㐶慤㉤㑣搳㠲挴㤰收㈲㐸㍢㔶㌸㠸㜵攳敥㠰㠳〹㌸㠴㠰〴〰㍢㈸㐸㝢㜸㐹㐱收㕢搲搰㙦ち搲〱㙤慤㈳㡣㕡っ㠰〸㜲㈸㍤〸㜲ㄸ㘱ㄶ㐱㜸挳㐶㝡㐱㤶〰㤱戱㈰㑢〱搶〵㌹㥣敢㘰ㄳ攴㐲挴㌲ㄱ㠴㜷㠵愴ㄱ攴ㄲ㠴㐵㤰㈳戹㐹换攰㤹㠲㜰ㅢ戵㑥㌰㑤ぢ㜲ㄹ搲㕣〴改捣ち㕤㔸昷㜲㜷㐰ㄱ〱㕤〹戸〲㠰ㅤㄴ攴㈸㜸㐹㐱慥戶愴愱摦ㄴ愴ㅢ摡㕡㜷ㄸ戵〲〰ㄱ攴㘸㝡㄰愴〷㘱ㄶ㐱㜸㕦㐸㝡㐱㔶〱㤱戱㈰慢〱搶〵改挹㜵戰〹戲〶戱㑣〴攱捤㈷㘹〴㔹㠷戰〸㜲っ㌷改ㄶ㜸愶㈰摣㐶敤㔸㤸愶〵戹つ㘹㉥㠲昴㘱㠵㘲搶扤摤ㅤ搰㤷㠰㝥〴摣〱挰づち搲ㅦ㕥㔲㤰扢㉣㘹攸㌷〵ㄹ㠰戶㜶ㅣ㡣㝡〰〰ㄱ㘴㈰㍤〸㌲㠸㌰㡢㈰扣晤㈴扤㈰て〱㤱戱㈰㥢〰搶〵ㄹ捣㜵戰〹戲ㄹ戱㑣〴攱㍤㉥㘹〴搹㠲戰〸㌲㠴㥢戴ㄵ㥥㈹〸户㔱ㅢち搳戴㈰㡦㈱捤㐵㤰ㄳ㔹㘱ㄸ敢㍥敥づ昸〳〱㈵〴晣〹㠰ㅤㄴ㘴㌸扣愴㈰㑦㕡搲搰㙦ち㔲㡡戶㔶〶愳㥥〳㐰〴ㄹ㐱て㠲㡣㈴捣㈲〸敦㜲㐹㉦挸ぢ㐰㘴㉣挸㑥㠰㜵㐱㐶㜱ㅤ㙣㠲散㐲㉣ㄳ㐱㜸㉢㑤ㅡ㐱㕥㐲㔸〴㈹攷㈶扤っ捦ㄴ㠴摢愸㡤㠱㘹㕡㤰㔷㤱收㈲挸㔸㔶ㄸ挷扡扢摤〱攳〹㤸㐰挰㙢〰散愰㈰ㄳ攱㈵〵㜹挳㤲㠶㝥㔳㤰㐹㘸㙢㤳㘱搴㝢〰㠸㈰ㄵ昴㈰挸ㄴ挲㉣㠲昰㘶㥡昴㠲扣て㐴挶㠲㝣〰戰㉥挸㔴慥㠳㑤㤰てㄱ换㐴㄰摥戱㤳㐶㤰㡦㄰ㄶ㐱愶㜳㤳㍥㠶㘷ち挲㙤搴㑥㠱㘹㕡㤰㑦㤱收㈲挸愹慣㜰ㅡ敢㝥收づ㌸㥤㠰㌳〸昸ㅣ㠰ㅤㄴ攴㑣㜸㐹㐱扥戰愴愱摦ㄴ愴ㄲ㙤㙤〶㡣晡ㅥ〰ㄱ㈴㐸て㠲捣㈴捣㈲〸敦搹㐹㉦挸て㐰㘴㉣挸㡦〰敢㠲㔴㜱ㅤ㙣㠲散㐳㉣ㄳ㐱㜸㘳㔰ㅡ㐱㝥㐱㔸〴〹㜱㤳戲㜰慡㙢ち挲㙤搴㘶挱㌴㉤㐸㌶搲㕣〴愹㘵㠵㌰敢戶㜰〷捣㈶㘰づ〱㌹〰散愰㈰ㄱ㜸㐹㐱㕡㕡搲搰㙦ち㔲㠷戶㔶て㤳㝢〰〰㤹摤㘸挲搹㜰㠵㤶扢㝦㌸㑢㌲㝥㐰捤愴㠶㘰〴㍦㔳㌱〱ㄳ搱ㄳ散晡㍤㑣㐳捣搱㙦〷㐸晤㘲㘷晢慦㔷攰ㅥㅡ搹㠴搳捥㌸〲㕢㤶捡㠱ㅤ㙢㙣㕢㥣挸㕦㜷扢㠰㍦昷㥡ㅦ㝦昹㈵戳㔱ㄴ㐶㘹㌹㡦㕦㈶㕡㔹㤹㤵挷㌱㈱ㄲ愴攳挴改〳搱㑣㌳ㅢ㌷㘵收㍣㉢戵摤㍦愵㤰搳㐴㝢㐶昸㠳㌶㙥㜳ㄱ敤㤳㜲攷㘲敦㔰敤㌰ㅡ㙢㘸㘷搱㌳㔶㈴昷㄰昴㌶㌹愳ㄳ〹戸㈵㠸㜳㍢㉢ㄲぢ㈳㤸㑦换㈶扦㈵㔳㙦㜱㕡愱ㅥ挶敡㐵㘳㌹戸昷㈹昵㍢㜱㤳戹㡦愰㔴慢㜶㈹摦㐱㉣㘹㡣ㅣ㠴戵挹扤ち攴㝡收摢昹㘴づㄷ㕦ㅣ慢搸㙥㕣戸㉡ㄶ㡤㐷㙢ㄲ㠱ち㑣〹て昰㕢愹昱㌵㌴㝤㑡㜲慦㐰㐵搷㌱戹㘱㌹昵晣㉤ㄶ㤱挸㍦愷㍥㍡扦㕥搶㈶㌷捥㉦攷ㄶ扥㕡戶攴㌰扣㘵㐰㤶㉥㈰慦戰㍤㔶㤴㑢㘱〷戳搱搱㙣ㅣ㙡㌴ちづ㐳㠳㔹㍥㐱晥㠶愶昰㜰㔴收㈸扥〶㙣挰〱愵挳㉢敤㍦㌳攳㥢㠷敥㝣㜴换愴搵挹昸ㅥ㙢摦㝣昴戴㐱㡦㘵㠶㜷攱ㄱ㐶ㄵ㙤〱㠲㕡㈷搴搳〲㌰㉡㠰㝥ㅥ㑡晣敡㈲昰挶㕤㥤㘳挹㉥慢㍡愱挹摤㔶㍢ㄷ㌹慡ぢ㕡㐲搱㜹昴〰㈲㔰㜵㠵攵㙥愵㤶㈰㤵㘲愲ㄳ摦㌱〰〸挵㔰㡢搱㐳㐱散㠴ㅥ挵㔴㉣㠵摤捣㐶㜷戳㜱戴搱㈸攸㠱㐶昳㄰摡ㄳ㤵㌹㡡㐶㐲㌵搲愷㤱戱挲㕥㘶晦㠵散敡㐶挴㔱㌰慡㌷晡㜵㡡ㄶ㘲㑢散ㄴㅤ㡢㤸㔰戴っ㌹慡ㄸ㥥㔰㜴㈹㍤攴挲捦㔲晤㘰㠵愲㜹㐸㌷㈹昲㕤づ㠸攷㑥慣ㄲ慥扣昵㘷㍤㉣㠵〳捣挶㜱㘶㘳愰搱㈸ㄸ㠴㐶昳昰㌶ㄸ㤵㌹㑡㉡㙦挷㥢晤换挹ㅢ扦っ㔵敢〵愳㑥㐰扦捥㕢㥤㠳户愱㠸〹㙦搷㤳愹㘱昰㠴户ㅢ慣扣㤵愰㔷㜸㥢㙤攱㙤晦慥㔵敢㑡搱㜰㈴㜱㈹㉣㌵ㅢ㘵㘶㘳㠴搱㈸ㄸ㠹㐶昳㔰㌴ち㤵㌹㑡㉡㐵愳捤晥㌵愴愸ㅦㄱ扣㔱㐳㥤㠴㝥㥤愲愰㠳愲㌱㠸〹㐵户㤰㤴㜱昰㠴愲㕢慤ㄴ㑤㐰慦㔰㜴愶㉢㐵愷扢㔲㌴ㄱ㐹㕣ち㈷㤹㡤挹㘶愳挲㘸ㄴ㑣㐱愳㜹㈸㥡㡡捡ㅣ㈵㤵愲㘹㘶晦〶㔲㌴㤸㠸㐱㌰敡㘴昴敢ㄴ㑤㜵㔰㜴ち㘲㐲搱扤㈴攵㌴㜸㐲搱㝤㔶㡡捥㐰慦㔰㌴搹㤵愲㠹慥ㄴ㥤㠹㈴㉥㠵㤵㘶㘳㠶搹〸ㅡ㡤㠲㤹㘸㌴て㐵㔵愸捣㔱㔲㈹慡㌶晢㌷㤳愲㘱㐴㥣〸愳㙡搰慦㔳㔴敥愰㘸ㄶ㘲㐲搱㔶㤲ㄲ㠶㈷ㄴ㍤㙡愵㘸づ㝡㠵愲㤱慥ㄴ㤵戹㔲ㄴ㐱ㄲ㤷挲㍡戳㔱㙦㌶愲㐶愳㘰㉥ㅡ捤㐳搱㔹愸捣㔱㔲㈹㡡㤹晤㡤愴㠸㕦㜸慡㤵挱愸〴晡㜵㡡㠶㍡㈸㙡㐰㑣㈸摡㐱㔲收挳ㄳ㡡㥥戶㔲戴㄰扤㐲搱昱㔶㡡㜸っ㤷㤷戹㐱慥ㄴ㥤㡤㈴㉥㠵攷㤸㡤㜳捤挶㜹㐶愳攰㝣㌴㥡㠷愲㐵愸捣㔱㔲㈹㕡㙣昶敦挲摡换㑦㘸㘹㈷〱愶㤶愰㕦愷愸搸㐱搱㔲挴㠴愲㤷㐹捡㐵昰㠴愲㔷慣ㄴ㕤㠲㕥愱愸户㉢㐵扤㕣㈹㕡㠶㈴㉥㠵㤷㥡㡤换捣挶攵㐶愳攰ち㌴㥡㠷愲㉢㔱㤹愳愴㔲㜴㤵搹晦㈶㈹攲㔷㥣㙡ㄳ㘱搴㜲昴敢ㄴ㜵㜵㔰㜴つ㘲㐲搱摢㈴攵㍡㜸㐲搱㍢㔶㡡㙥㐰慦㔰搴搹㑡㔱昲㘴㈹攰㑡搱㡤㐸攲㔲㜸㤳搹㔸㘱㌶㔶ㅡ㡤㠲㔵㘸㌴て㐵慢㔱㤹愳愴㔲戴挶散晦㤰ㄴ㑤㈷㘲ㅡ㡣㕡㡢㝥㥤愲づづ㡡搶㈱㈶ㄴ㝤㑣㔲㙥㠵㈷ㄴ㝤㘲愵攸㜶昴ち㐵〷扢㔲搴捥㤵愲㍢㤰挴愵㜰扤搹戸搳㙣摣㘵㌴ち㌶愰搱㍣ㄴ摤㡤捡ㅣ㈵㤵愲㡤㘶晦㕥㔲㜴〶ㄱ晣捡㔴㜵㉦晡㜵㡡㕡㍢㈸扡て㌱愱攸ㅢ㤲㜲㍦㍣愱攸㕢㉢㐵て愲㔷㈸昲扢㔲㤴攷㑡搱㐳㐸攲㔲戸挹㙣㙣㌶ㅢてㅢ㡤㠲㐷搰㘸ㅥ㡡戶愰㌲㐷㐹愵㘸慢搹扦㡦ㄴ㔵ㄱ㌱ㄳ㐶㍤㠶㝥㥤㈲攵愰攸㜱挴㠴愲慣㕣㈰㥦㠰㈷ㄴ昱昷ㅡ搹㠰㥦愵㥥㠴ㄵ㡡㝥晥㘱晦㈹昷晥㔳挷㝤攸㜵扥㉢㘹㘴㉡㤶挲㙤㘶攳㈹戳戱摤㘸ㄴ散㐰愳㜹㈸㝡ㅡ㤵㌹㑡㉡㐵捦㤸晤㜹搸㐰昹㜱㍤㡤㕦㤲慡㥥㐳扦㑥搱户搸ㅡ晢扢㤲攷ㄱㄳ㡡昲㐹捡㑥㜸㐲㔱㙢㉢㐵㉦愲㔷㈸晡捡㑡㔱昲ㄵ㙤慦㉢㐵㝦㐱ㄲ㤷挲㤷捣挶换㘶攳ㄵ愳㔱昰㉡ㅡ捤㐳搱㙥㔴收㈸愹ㄴ扤㘶昶户㈳㐵㔱㈲昸敤愸敡慦攸搷㈹晡挴㐱搱ㅢ㠸〹㐵敤㐹捡摦攰〹㐵ㅤ慣ㄴ敤㐱慦㔰昴㉦㉢㐵挹挳昵㠷慥ㄴ扤㡤㈴㉥㠵敦㤸㡤扦㥢㡤㜷㡤㐶挱㝢㘸㌴て㐵晦㐰㘵㡥㤲㑡搱晢㘶㝦㠰ㄴ昱㡢㑢㌵㝥㉤慡晡㄰晤㍡㐵敦㌸㈸晡㈷㘲㐲㔱ㄱ㐹昹〸㥥㔰搴搵㑡搱㈷攸ㄵ㡡摥㜲愵攸㑤㔷㡡㍥㐵ㄲ㤷挲捦捣挶攷㘶攳摦㐶愳攰㍦㘸㌴て㐵㕦愰㌲㐷㐹愵㘸慦搹摦㡢ㄴ㥤㐳挴搹㌰敡㉢昴敢ㄴ扤攲愰攸㙢挴㠴愲㍥㈴攵㕢㜸㐲㔱戱㤵愲敦搰㉢ㄴ晤挵㤵愲㕤慥ㄴ㝤㡦㈴㉥㠵晦㌳ㅢ㍦㤸㡤ㅦ㡤㐶挱㍥㌴㥡㠷愲㥦㔰㤹愳愴㔲昴戳搹㍦㠸ㄴ㕤㐰挴㘲ㄸ昹晡㈳㥤愲愷ㅤㄴ㈹ㅣ搹㠵愲ㄳ㐸㡡捣㌰㘱摥㔰㉢㐵戹挰〸㐵㑦戹㔲搴攸㑡㤱て㐹㕣ち㌹扢㐴ㅡ㜹㘶㐳㌳ㅡ〵㥣㐹搲㍣ㄴ戵㐲㘵㌷㡡昲捤晥㌲㔲㜴〹搶㑢攳㌷愰㉡㑥㑡搱㈹㝡搴㐱ㄱ攷㤱〸㐵愳㐹捡〱昰㘴㉦㉡户㔲搴ㄶ扤㐲搱㈳㔶㡡㤲㠷敢捤慥ㄴ戵㐳ㄲ㤷挲㠳捣〶㈷㜷㐸捦㈱㐶愳愰㍤ㅡ捤㐳ㄱ㘷㠴戸㔱挴㐹㈲搲㍦㤱ㄴ昱换㐹㌵㝥昵愹㍡っ晤㍡㐵昷㌹㈸㍡ㅣ㌱愱㘸ち㐹㤱㔹ㄸ捣㥢㙡愵愸ㄳ㌰㐲搱㐶㉢㐵挹挳昵〶㔷㡡㌸晢㠲㑢㈱㘷㘰㐸愳挸㙣㜴㌵ㅡ〵㐷愱搱㍣ㄴ㜱㡥㠶ㅢ㐵摤捤晥搳㐹搱㜵㔸㉦敤㕡ㄸ挵㠹ㅢ㍡㐵户㍡㈸敡㠹㤸㔰㌴㠳愴挸扣〸收〵慤ㄴ㜱㕥㠴㔰戴搶㑡㔱㜲㉦㕡攳㑡㔱ㅦ㈴㜱㈹㉣㌶ㅢ㥣〰㈱㍤晤㡣㐶㐱㝦㌴㥡㠷愲〱愸散㐶ㄱ㈷㔲㐸㝦㉤㈹㕡㠹搵搱㔶挰愸㐱攸搷㈹扡挱㐱ㄱ㘷㍦〸㐵ㄱ㤲㈲㌳ㄵ㤸㔷㘷愵㘸㈸㌰㐲搱戵㔶㡡㤲㝢搱㜲㔷㡡㌸㐳㠱㑢㈱㘷㈹㐸㠳㔳ㄲ愴㔱㘲㌴ち㌸㈳愱㜹㈸攲㍣〶㌷㡡捡捣晥〴㈹㕡㠷搵搱搶挲愸㤱攸搷㈹扡搴㐱ㄱ攷㈳〸㐵ぢ㐸㑡㌹㍣㌹ㄶ㉤戴㔲㌴〶扤㐲搱挵慥ㄴ㕤攸㑡搱㔸㈴㜱㈹攴扣〱㘹㜰㤲㠰㌴㌸㔱㠰㑢挱㐴㌴㥡㠷愲㐹愸散㐶ㄱ㈷ㅢ㐸晦㘲㔲戴ㅥ㉢愱摤〱愳愶愰㕦愷攸㍣〷㐵㔳ㄱㄳ㡡㉥㈴㈹昲㘹㍥昳㉥戲㔲挴㑦昳㠵愲戳慤ㄴ㈵㥦㘸ぢ㕣㈹攲愷昸㕣ち昹㐹扥㌴㑥㌷ㅢ㘷ㄸ㡤〲㝥㙡摦㍣ㄴ昱戳㝥㌷㡡昸昱扦昴㕦㐱㡡敥挱㝡㘹ㅢ㘱ㄴ㈷〰攸ㄴ㥤攵愰㠸㥦搹ぢ㐵换㐹㡡晥昹㍡昲慥戱㔲挴捦搷㠵愲㝡㔷㡡㈲慥ㄴ搵㈲㠹㑢㘱搸㙣昰㠳㜴改㤹㘳㌴ち㈲㘸㌴て㐵晣昴摤㡤㈲㝥㈰㉦晤㉢㐸ㄱ扦㜲㔴㝢〰㐶捤㐵扦㍣㝤㔶愳摦㕣ち捦㐲㉦晥攳㌶㍡昴戶㙥愱ㄶ挰㈹愲扦㤳㘶ㄷ捤㡢㌰㙡〶ㄸ搸㠳敦慥㜵晣㙥㕢愵ㄱ㜰晣ㄶ攰戹愸攴ㅣ敦㍣昴攲㍦敥㕦搳挷扢㄰㑥ㄱ晤㤴昱㑥昱ㅡ敦㘴㈳攰昸㐵扤㘵愸㈴攳摤㙤摤扥㑢搱㡢晦搸㑤昴昱㤶挳㈹㜲ㄹ㙦戲搷㜸㤳㡣㠰攳㜷改慥㐷㈵攷昶摤㠰㕥晣〷昱晡㜸㙢攰ㄴ戹㡣㌷挶㙢扣㤳㡣㠰攳搷摤㙥㐱㈵攷㜸户愲ㄷ晦㜱㤳㤷㍥摥〶㌸㐵㉥攳㤵㜹㡤㔷㙡〴ㅣ扦㤱㜶㉦㉡㌹挷攳挷ㄹ昸㡦扢慢昴昱㌶挳㈹㜲ㄹ㙦愸搷㜸㈷ㄸ〱挷㉦㡤㙤㐵㈵攷㜸晣㙣〰晦㜱捦㤴㍥㕥㈳㥣㈲㤷昱㡥昳ㅡ㙦㠰ㄱ㜰晣㕥搷づ㔴㤲昱㙣晢ぢ㉦戴攳㍦昶㝡㝤扣㕤㜰㡡㕣挶㍢搶㙢扣摥㐶挰昱慢㔷㉦愳㤲㜳扣㔷搰㡢晦戸〵㐹ㅦ敦㑤㌸㐵㉥攳㜵昷ㅡ慦㥢ㄱ㜰晣㜶搴摢愸攴攴昳ㅤ昴攲㍦敥晤搱挷晢㄰㑥㤱换㜸㥤扣挶ぢㄸ〱挷㉦㌰㝤㡣㑡捥昱㍥㐱㉦晥攳㡥ㅥ㝤扣扤㜰㡡㕣挶敢攸㌵㕥〷㈳攰昸ㅤ愳㙦㔰挹㌹摥户攸挵㝦摣㑡愳㡦户て㑥㤱换㜸㙤扤挶㍢搰〸㌸㝥つ㐸慥昰戱㤲敤昸挹㉢㝤㌲摥㕥㝤㍣㕥ㄸ㜳ㅢ㉦摦㙢扣㔶㐶挰昱㥢㍡昹愸攴摣㕦㜸搹㑣挶晢㑥ㅦ㡦㔷㤹摣挶换昵ㅡ㉦挷〸㌸㝥㤹愶扤㌹㥥㙤晢㜸つ㑡挶晢㔹ㅦ㡦㤷㙣摣挶晢昹㝦ㅥ慦て㍦ㄹ〱挷敦扢挸㠵ㅣ〷㥦扣愰㈳攳攵㘲昲ち㕥㡦㝡㜹㡣昷㥤搷㜸晦㌵〲㡥㕦㐹㤱慢㈲㡥昱㜸㜵㐴挶换搷挷ㅢ攴㌱摥㕥慦昱扥㌰〲㡥摦ㅡ㤱㑢っ㡥昱㜸愹㐱挶㙢慢㡦挷㜷收㙥㝣㝥攲㌵摥挷㐶挰昱㡢ㅤ昲㝥㥤攳搹㡥㘷攵收㜸ㅤ昵昱昸㌶搷㙤扣昷扤挶晢㠷ㄱ㜰晣敥㠵扣昹㜵㙣ㅦ摦〴换昶㜵搲挷攳㝢㐶户昱昶㜸㡤昷㤶ㄱ㜰晣㝡㠴扣㤳㜴㙣ㅦ摦㔱捡㜸摤昵昱昸〶捣㙤扣搷扣挶摢㙤〴ㅣ扦挱㄰㐱㈵攷昱㠵㙦捦㘴扣㘳昵昱昸㙥挶㙤扣ㄷ扤挶摢㘵〴ㅣ扦㘴戰挰㜵㍣扥搷㤱昱㡥搳挷攳㕢〳户昱㥥昱ㅡ敦㘹㈳攰昸㍤〰㜹挳攰攰㤳㙦ㅣ㘴扣愱晡㜸㍣捦㜶ㅢ敦㐹慦昱晥㙣〴ㅣ摦慡㉦㘷摦㡥昱㜸ㄶ㉥攳㤵改攳慤昰ㄸ㙦慢搷㜸㕢㡣㐰敡㜷搳ㄷ㥡㠷戱㕣㥥搹昶昰晥ㄶ㜴晤㑢㌴㌱㘳㉦ㄴ㤷敦㡡㉤挰㍡收搶㜰㡥㘱慢ㅡ㑥攴ぢ挹㌷㜹捡搷㡦㐷㘴㠲㕥㍥扥㑦㌳㌶㈷ㄴㅢ㡢㙦㠷挵户㘸㔶㠴㡤㕦攸㉥挷户挶昲摢づ捤敦㜱搴挴攳散㔰㕦捤㠴ㄸ扥搸戱㘵㑤㜹ㅣ摦㐱㕢㥤㠷摦㜳㑦㈴㐲戱晡摦挳㉣㔷㕣㉦捤挱摣㘳㉣晡搷㙣扡捥㔶攴㌴挴搴敦㝤戴㝣搱敥㝥㍥捣㉦㕡捥收搷㜰晥扡㌹慥㌲扤㍡㕢㍤っ㕤攵㘳戱捦晡㜶㤰㜹㝣昸㙡㑦晣攲㉣昶ㄲ扦㤲昵㔵㤸ㄸ㈸㔸㌱戸㍦〶㌲㔳㙡㈳晦㈱搷晣〹㥥昹㠵收㘱㔳昱㥤㠲愵搰晤慥㠵㈶㝢ㄶ㔲㍣昳户攴摦敢㥡㍦搵㍢㝦慢㍤晦㙥搷晣㤳扤昳㜹㘶㙥ㄹ晦㑥搷晣搳扣昳㜹愶㙤挹扦摤㌵晦㑣敦㝣㥥㌹㕢昲㙦㜱捤て㝡攷昳㑣搸㤲㝦戳㙢㝥戵㜷㍥捦㙣㉤昹慢㕣昳㘷㜹攷昳㑣搵㤲㝦㤳㙢晥㙣敦㝣㥥㜹㕡昲慦㜷捤慦昳捥攷㤹愴㈵晦ㅡ搷晣戹摥昹㍣㌳戴攴㕦攵㥡ㅦ昷捥攷㤹㥥㈵晦㜲搷晣㜹摥昹㍣㜳戳攴㉦㜳捤㕦攸㥤捦㌳㌱㑢晥㐵慥昹攷㝡攷昳捣捡㤲扦挴㌵㝦㤱㜷㍥捦㤴㉣昹㡢㕣昳㤷㜸攷昳捣挷㤲㝦慥㙢晥㐵摥昹㍣㤳戱攴㉦㜴捤㕦收㥤捦㌳ㄳ㑢晥㍣搷晣换扤昳㜹愶㘱挹㡦扢收㕦攵㥤捦㌳〷㑢晥㕣搷晣㙢扣昳㜹㈶㘰挹慦㜳捤扦摥㌳㍦㤷慦ㄱㄹ扦㔸昱っ敦㔷摥摢㜰㈳挶㔱㝣㐱攱㠰摡㑤昴昸慡㈰摥ち㝡㍣挶㡢户㤲ㅥ㡦搸攲慤愲挷攳慦㜸慢改昱㘸㉡摥ㅡ㝡㍣㌶㡡㜷㌳㍤ㅥ改挴㕢㑢㡦挷㉤昱搶搱攳㔱㐸扣㕢攸昱㤸㈲摥慤昴㜸㠴㄰敦㌶㝡㝣扥㡢㜷㍢㍤㍥㝢挵扢㠳ㅥ㥦㡢攲慤愷挷㘷㤶㜸㜷搲攳昳㐴扣扢攸㜱慦ㄷ㙦〳㍤敥挳攲摤㑤㡦㝢愴㜸ㅢ改㜱晦ㄲ敦ㅥ㝡摣㕢挴扢㤷ㅥ戵ㄷ敦㍥㝡㔴㔲扣㍦搲ㄳ㔲愱㠹敤㕤戶ㄲ㜲ㅤ扤㐲㌲㝢捤㤷㙥戴戳㤴㤰敤挰ち改㡥㕥㈱摦搱㉢㈲㌸㝡㐵っ昶摡㐶ㄳ㔱ㅣ扤㈲㡥愳㠲㠸攴攸ㄵ戱ㅣ扤㈲㥡愳㔷挴㘳慦㙤ㅤ㐴㐴〷㔶挴㜴昴㡡愸㡥㕥ㄱ搷搱㉢㈲戳搷㌶㥡㠸敤挰㡡攸づ慣㠸敦挰捡㑥攰攸㤵㥤挱㔱㐱㜶㡡搴摥㔶晦て㙦〵㝢攷"]
[null,null,null,null,null,"Decisioneering:7.0.0.0"]
[null,null,null,null,null,"CB_Block_7.0.0.0:3"]
[null,null,null,null,null,"㜸〱捤㝤〹㝣ㄳ㘵晡㝦摦搲㠶㑥㈸戴ち㕥㜸〵㈹㠲㠰㤵㔲挰㉡戲〸慤㐰戹㘹㐱扣㙢㘸㔳ㅡ㐸㥢㤲愴搰㈲㉡㤷㡡㡡㉥㜸㈰㤷㈲摥㠲慥ち慣㜸慣㙢㔱㕣㜵挵昵挰㕤㕤搱昵摣昵㕣㘵㍤㔶搷㡢晦昷晢捣㑣㤸㘴㘶搲晣晣摢捦挷㐰㥥扥捦晢㝣㥦攷㥤昹㝥㘷㈶㤳挹㍢㐹㠶捡挸挸搸㠷〷晦昲㤱挵挶ㄱ㤵㉤搱㔸愰扥戰㌴ㅣち〵慡㘳挱㜰㐳戴㜰㐴㈴攲㙦ㄹㅦ㡣挶㍡〰攰愹ち㈲ㅥ捤慥㡡〶攷〷㜲慡收〶㈲㔱㠰戲㌳㌲㜲㜲戴㑣挴て㌳㥥昹愶愳㌱㑢换愲〱㉡㐳昳搰㜴愴挹愱搱㘸扣㌴㥤㘸㜲㘹㍡搳㜴愱挹愳挹愷㌹㠰收㐰㥡慥㌴摤㘸づ愲㌹㤸收㄰㥡㐳㘹㌸扥搶㥤收㜰㤸摣㈳㘰㉡㑢㐷㑥㥡㌱ぢ㙢㔳ㄹぢ㐷〲晤㝤愷敢换㍣散挴挲攲挲愲〱〳㠶ㄴづ攸敦㉢㙤ち挵㥡㈲㠱㘱つ㠱愶㔸挴ㅦ敡敦㥢摣㌴㈳ㄴ慣ㅥㄷ㘸㤹ㅡ㥥ㅤ㘸ㄸㄶ㤸㌱愰㜸㠶㝦㔰㐹搱愰挱㠳㙢㑦㍡愹㈴昷㐸ㄴ㥥㔰㍡㜲㜲㈴㔰ㅢ晤㠵㑡ㅥ挵㤲㤳㑡㐷ㄶ㑥っ挴㝥愱㤲㐷愳攴挴搲㤱㘵攱㝡㝦戰攱㤷愹㤹㑤㍤㡢换〲搵㐱ちㅦ〸㐴㠲つ㌳ぢ戱搰〹㈴挳㍢戱㜰ㄴ搸慥昶㐷㘳愵㠱㔰愸㈲㔰㑢捤㜳敢㐹㔸㈰ㄲ㘸愸づ㐴扢搴㥦搶㕣ㅤ〸ㄹ攱㘸㑥晤改晥挸㐴㝦㝤㈰㡢㡤扣㝡㕤戳昲㥡㐰㐳㉣ㄸ㙢改㕣㍦㉤ㅡ愸昰㌷捣っ㄰㤲㕤㍦扡㈹㔸㤳㤵愵戲戲㌲㍡昴㜶㕡ㄸㄱ愶㜰㔴愴扡戴捥ㅦ㠹㠹㐷挹㡡㥣戰㤶慤㐳ㄶ㍣㘱戱戸〵昹㤲戲㈸㔲㘵戰㝥㕣㈰搲㄰〸㜱㄰㑡搷㉦〹㈴㥣攸捣挷挹㌱搷㠶扡愸㑥挶扥挶㔵攱㈸㥡㡦愶〷㡣攷ㄸ㤸㙥ㄳ挳扥昲晡㐶㝦㜵散㜸㕦挵戴ㄳ㝤愵㤵攳㝤〳戵㥥挴ㄴ挰愸慣㍤搸㜹慤㌵戸〳㘵㔶昹㌳慢㘶㘴㔶㔵㘷㔶搵㘴㔶〵㌲慢㙡㌳慢㘶㘶㔶搵㘵㔶〵㌳慢㘶㘵㔶捤〶挶㝣攴㜴散㤸㘹㍣㕥扡㘸捤挷㝢ㄶ扤㍣㘹㔱攱〵ㄹ捦㍦㜵攳づ挵晤㔵㜶摣㘳搱搰㝡挳㜸晡挰ㅣ㡣㑤搳㌷㌲搰㄰愸つ捡㔲ㄵ挹㔲つ搶㡥㈳慡㉦㡣㔲㝦挵㔲挹㤲㤵㉣戹㘲昷敡㔵愷㕥晦㙣敦㠳敥昸㝣㑥㠳攲摥㉦㈵晢ㄳ㝣㍣㡣愷㄰㈶戹攴㘰㈹㔹愴㥤㐰搴〰ㄸ愵㕥㌰㑡㕥晡挰扡戳㕥ㄹ晣收愴挵慢〶㥥扤攵挱〵摢ㄵ㡦㈵㔲㜲㈰挱挵㌰㥥㐱㌰㠹捣㤹〵〷ㄳ㌳〴㐶愹㘷㡤㠲㝦敦㜷挴敥㌷㑦㍡敡搴㑤㌷扣㔱戵敥挴㘵搹㡡摢愸ㄴ㉣㈱昸㈴ㄸ捦挹㌰㠹〵㑢㘴〹〷㘹㐳㠹㌹〵㐶愹㈷㡤㠲挷慦摡㔰户昲㙤㑦改戵㉦昶晡㈴㤶晢敥〳㡡挷㌸㈹昸ㅢ㠲㠷挳㜸㑥㠵㐹㕥㘹㥤挷㐱摡〸愲㐶挲㈸昵㤸㔱昲㡣㔷慡ㄶ昴ㄹ扦㝤晣攳慢㔶㕥㌷㘴捦扢㌹㡡㐷㑣㈹㔹㐶昰㘹㌰㥥㔱㌰㠹换愸慦㜴戱㌶㥡㤸㌱㌰㑡㙤㌷ち慥昶づ慡搹戸愶㝥挴昶攵㥦㙤㌹敦戳摤㠷㈸ㅥ㝤愵攰㔸㠲挷挱㜸挶挳㌸㉦㘳㤱㌶㠱愸㠹㌰㑡㍤㘰㤴㙣っ晥㙤㑤攵扣㌳㐶摣㥥㝢昳㔵㔳㥦㙤㝣㔹㜱㔳㤴㤲㤳〹㥥〲攳愹㠰㐹㉥㔹㙣㙣㍥㤵㐴㑤㠵㔱㙡戳㔱㜲挴愹晦㌹㜵摦㈹㝦ㄹ扤㜱摦敢摦晣昸捤攲㉦ㄵ㕦ㄹ愴攴改〴㑦㠷昱㥣〱㤳㕣搲㕣昱㌳㠹㍡ぢ㐶愹摢㡤㤲㡢㠶㌶敦扥慥昴㠹㌱㡦扦昶摡挲扤㥦扥㜳㤳攲敢㡣㤴㍣㠷攰㜳㘱㍣攷挱㈴㤷ㅣ㈲㑢㔹慣㔵ㄱ㜵㍥㡣㔲ㅢ㡣㤲㙦晥昴慦㐷ㄷ㡥㥥㌳改攱㤷㍤㙢ㅦ搸昴㔰㐰昱㔵㑢㑡捥㈰戸ㅡ挶㔳〳㤳㈸㡥戹摡〱㘲㙡㘱㤴㕡㘳ㄴ摣㕤ㄸ慢摦㜱挸挸戲摦ㅦ昵搸㥥〳㐲㔹晦㔶㝣〵㤴㠲㜵〴〷㘱㍣戳㘰㤲㤷㔱㉦㌹㔰攳晥慤㠵㘰㤴扡搶㈸㜹摦昴挵昳户㕥戸慣晣搲㍤㉦晤㜸晤扢ㄷ㕥愱昸㝡㉡㈵ㅢ〸づ挳㜸ㅡ㘱ㄲ㤷搱㕣改㌹挴㐴㘰㤴扡捡㈸戸㜴挱㐵㙦慥㍤昲搳㠹㥢扢摣㔹戲㜲昴㉢摦㈹扥㌶㑢挱ㄸ挱㑤㌰㥥戹㌰㠹〵昵〳㔸㤱㌶㡦㤸㘶ㄸ愵㉥㌳ち㍥㝢昸昴㐸换ぢ搹㘵㤷扦扣㘹挲ㅦ捥㕡㍡㐶昱㜵㕥ち捥㈷昸〲ㄸ捦〲㤸攴㤵ㅥ㈸挲っ搴㉥㈴敡㈲ㄸ愵ㄶㄹ㈵㘷ㅣ㍦㝡挹捣㤶㐷㑦㕢㜲摢㠶扣㙥ㄵ㜷㥥慣㜸搶㈰㈵ㄷㄲ扣〸挶戳ㄸ㈶㜱ㄹ昵㠲㠳戵㈵挴㉣㠵㔱敡〲愳攰收换㤶㘶捦㝦敡扦ㄳ㌶散摣晡㑤㘳晦昳㕢ㄴ捦㐰愴攰愵〴㕦〶攳㔹〶㤳扣㡣晡㥥㕤慣㕤㑥搴ㄵ㌰㑡㌵ㄹ㈵晢捥挸㝤㘴㑡挵挴㐹㉢㝡㝤㌸㜶㔹户㡣㉢ㄵ捦㘷愴攴㜲㠲慦㠲昱㕣つ㤳㕣搲㕣捡摦ㄲ戵〲㐶愹戰㔱㜲㘷收搳㘳㥢㝢㍦㔳㜶昷㔷ㄵ㘷㕥昷捡㤴ㅦㄵ捦㡥愴攴㌵〴㕦ぢ攳戹づ㈶戹愴扥昹ㄴ㘹搷ㄳ戵ち㐶愹愰㔱昲㥤㡡ㄳ㜶㔷慣㕡㌱㘱㕤摦昹慦慤晢攱挱㡥㡡攷㕡㔲㜲㌵挱㙢㘰㍣㙢㘱㥣㑢ㄶ㙢敢㠸㕡て愳㔴戵㔱昲昲挱㐳㑡㥥㉤慥ㅣ扢攱搲㤹㌷㕣愳㉤㍦㕣ㅤ㡡戰㤴扣㠹攰つ㌰㥥㥢㘱㤲㑢敡摢㘴㤱戶㤱愸㕢㘰㤴㍡搷㈸㔹㝡摤㥣戲㠷㠷昷ㅣ㝤晤㔹㘳㔷㑦㍢敥挳〷ㄵ捦〳愵攴㙤〴摦づ攳戹〳挶戹攴㐰敤㑥愲敥㠲㔱㙡扡㔱㜲㑥挱㥡摢换㥦㕢㍥㜱㙢搹昶㥢㕦㉣改㕥慡扡㈳㉣㈵㌷ㄱ扣ㄹ挶㜳て㑣㜲挹㐱挶㔶㜹㉦㔱扦㠳㔱㙡㡡㔱昲摢慤㜷㥥㕡昸挸捡戱㑢㍦㝢晢㙦挵搳㑦摥愵㜸㡥㉡㈵敦㈷昸〱ㄸ捦ㄶ㤸挴慤㔲㉦㔸慣㙤㈵㘶ㅢ㡣㔲攳㡣㠲㐵戳㑥昸昸㑣捦捡㠹户摤㥡㜳敥挱㔷㜴㥤㤰晢㈰挲㔳㡣昳㡡戲㠸㝦ㅥ㑥捥昶㥦昶つ㉣ㅣ挰㝦㙤㥦敤攲㘴户㜶㜰敤㠹戵㐵㐵㌵㠳〷昸㡢晤搹㍥㤴㑤昷㌴㡢㍢㐶㙥敤昴㘰㐳㑤㜸㥥㥣㜷攵搶㡥ち㠶㘲㠱㠸㌸㜹戵昸愳㥦㍢㡡摦戹昶戴㘶㥣㜱㔷敢愷㘸摤㙡㑢〳㤱ㄸ捥㔵㘳㉤晢捦摢㡥ㄸ改㡦〶昶扢晤㡣摡㈳挳㑤つ㌵搱挳㥤㠳㤵㌱㝦㉣搰㍤㌹戶扦㠸㉤慤ㄲ㈷戲㠱愸㉣搲㔱挹㘹愷晢㐳㑤㠱ㄱ捤㐱㍤㝣㘴㔲ㄸ愷戴攱ㄹ敥搱㔱㤱挰㥣㜸搴戶㐴㈳昰ㅥ㙢慥搴戶慤愵ㅥ搲㤷换㔷㕡ㄷ㡥〶ㅡ㘴昱晡搵㑦づ㔶捦づ㐴㉡〳㝣㠷ㄶ愸㤱㔵㍤㠸㈱攳扣扡摦愴〶慣㈸捥㤴㙢㡥戱昶㤲攸㐰㐳㑤愰〶换摢〸㤶㕢愶晡㘷㠴〲〷㈷㐰昴㌱ㄱ㌸㉣愱㝢㔴戸扡㈹㕡ㅡ㙥㠸㐵挲愱挴挸㠸㥡戹㝥㥣换搷㑣〸搷〴戲攴㤱愱㕢㤵搱愱㠳㔲ㄹ㝤㥣㑥㡡㔹㍢捡搳㘶换㐶挲㤳昳搴㘰换㐶㐴戰攳改㜶扣㌲ㅡ㤶㡤㡣昸攳㔲㉥㠹㜵㈳㈴㝡㐰㑡戴挳㐶捡愴㐳ㄳ㜷扣挲ち攸〳ㅤ㐲〱敥㤵㤹〵敥㈵昷㙦㤷㙤㉣愹㐵ㄵ扥㈱㈷㍡〵㘹㔲㌶扥敤戵㉦㌸㌳戳慢戱昶愷捤挵㍢戶㌱晥㠶㥡㔰㈰㤲昲㜲㠲攲ㄲ㘹摢㘹ㅥ愲㜹㤸收ㄱ㥡㐷㘱戲换㜰㡣㜳㘵㌴ぢ〸搵慣㕡戲攷〵㙢㘲㜵㥥扡㐰㜰㘶㕤っ㝤戸っ㤱㤳㐳扡㙤て敤㌱㜴㘹㝦愴㜹ㅣ挶敢捤昰戴攲㙦㠶挷㡢㐷㐶㌶摦㜶晤摦摦ㅣ㘶㈲㑢㤳昷愲戸㔲㄰捤慥挷㕢摥㘸㠷づ㑥㙢㍤挶ㅦ慤㡢㜱㠷㑢ㅤ㘴扤ㅤ㌴㑦挰攴㍥〹㌳㘱㑣㈰㠴摤昵ㄷ扡挸㤰摤ㄳ㈵摢㝣㍢换昳慦㠳敢㉢㕢ㅡ慡敢㈲攱〶㕣攸㈹昳挷晣㈳慡昱㥥㍤慡晣㥥晡昱攱搲愶㤸愷㝥㑣㄰㝦㜲敢㉢〲㡤〱㝦慣ㄴ㐷攳㔸攷晡昱㜸扦㉦㠷换昲㥡收散㝡晤慤㝡㔹㈰㕡慤昱㍤㝤㌹㡥㍥捤ㅥ戴㜰㌸捤慤攷昱㈴搰ㅣ㘳改㡥昵㤳晤戸㈶㄰搳〰敡㈷㔹㝡㡢㤹㥤愵捦捣昶ㅡㅥ㉡攴㑢搳㔲愵㤳㜴攸㤵㌲戸㠱攰㠵ㄲ㉦慦㔹㠶㑤摥㔱愶挵㠲愱㘸愱挱㙥㘱㔹ㄸㄷ㝣〲㜲愹㡢慣㝢㍣搸㡥㍣㈹戵㑡摥㥦㜹㔱㘰㔲昵っ扤㉣ㄶ㘵㜴㈴摣搴㜸ㄴ㙡晤㔲㜵㔸㉢㐳摢〹戳攱㍦㥢㠶昶扡昱扥㝤挶摦㡢戱愷挸挳昳ㄴ㠲㠹㈷て收㜵㠳㔶㐴㠸挱ㅦ㜹㘸㑦攳㡦㔷㘳㠲搶ち㘳㡦㘵ㄷ愰摢昱㈸敢㜲㔱㈳ㅢ昸摣㝡㔰㌰㌵ㄲ㤰慢㌴㌹攲戴㌴〶㍡搷㑦て㐷㘶捦〸㠷㘷㜳㡢攸㈲㕥戴㉥㄰㠸昱搲㐷㈷攳㑡て摢㑡愹づㅤㄲ慥㘹㔸慥㤱ㅣ㡤晡㥥攷㘰㍡㡦〸㠵㝣㘶挵愸㘷ㄷ扡㍡攰搵挴昳㍣ㅡ晤挶㤷㤶㔶㑤〸搴〴㥢敡㈷㠴㜱扤捦㌷攰挴攳〷っ㍥㝥攰㠰愲㠱扥㐶戹愶攷攷㔵捤挲收㔰戴㕥つ挴㕡昳㕡㐵敤㠸愱㥦㝥扥晣晤㐹㡢扥扣昲ㅦぢ挳搱扤慡挸〸搸慥㡢ㅣ㡢㈱㝣㜸㙡㉦搲扣㐴昳㌲捤㙥㥡㔷㘰㔴㍦愴昲搰㠵㜶攲㐳晢ㅢ㝣敤㔵㥡搷㘰㜰搰ㄱ攲昵攳㡦敡㡤㉥ㅥ㠳戴搷㘹昶挰㈸㕥㔴攱敥㥡愱扤〱攳慡昹㥢〸㈶㥦㠳㥡搷㘵㕡ㄱ挳戲挴ㄷ㐶㝢ぢㅤ㕥㡤㈹㜶搵㈵愶晡㈲㐶攵㌵㌲慤㤱㕢㡤扣慡敥㈸攳挸搵㘱㐶愰㔳昲〵㥦晥㐸昳㌱晦㐳㥡㡦㘸㍥愶昹㠴收㔳ㄸ搵ㄵ愹捥㕣㝤㐶捣攷㌴㝢㘱㤲戸㍡ㅥ㕤挲搵ㄷ〴㝣〹愳㑥㠰搱戹晡ち㉤㔷慥扥㐶㌰㤹㉢昳晡㔰㉢㘲㔸㥥晤㕣㝤㠳づ慦挶ㄴ㍢㔷ㄲ㔳〳㄰㜳攲㉡搳愰挴戶㕤㈹㈳㘰扢㤲㌵㄰㤵㝣ㅣ㈹㐳挱昰㠸愵㘵搲㜴愰攱㤵㜹昵晤㑦㙥㕣㜹㠸改㐸㤳〳㤳挴㔵㌱㡡昶㘰㘱㉦〱㥤㘰搴㘰戸㍡㔷戹㜰㕤戹敡㡣㘰攲戱挴㤵愹㍣㐰扤ㅡㄳ散㑣㐹㑣つ挱㤸㑥㑣㝤㡣戵㜲摣慡㍥㌲〲戶㑢㜴㈵愸攴挳㔳㍢㤴挳ㅤ㐶搳㥤收㜰㥡㈳㘰搴㝢慥㑣ㅤ㐵捣搱㌴㍥㤸㈴愶㑥㐲搱ㅥ㉣㝣っ〱㍤㘱搴㔰戸㍡㔳〵㜰㕤㤹敡㠵㘰㈲㔳收㈵挲㔶ㄴ㐸搸愶㝡〳敡搵㤸㘰㘷㑡㘲敡ㄴ愴㌸㌱昵戲ㅢ㔳㉦ㄹ〱摢戵挷摦愰㤲て㑦㙤〰㠷㉢愲ㄹ㐸㔳㑣㌳〸㐶㍤攷捡搴㄰㘲㑥愴㈹㠱㐹㘲㙡㌸㡡昶㘰攱㤳〹ㄸち愳㐶挰搵㤹㍡〵慥㉢㔳挳㄰㑣摥晦捣㙢㥦慤㈸㤱挰搵㜰㠰扤ㅡ㔳散㕣㐹㑣㡤㐴㡡ㄳ㔷㡦戸㜱昵戰ㄱ戰㕤㔴㉤㐳㈵ㅦ㥥摡ㄸづ㔷㑥㌳㤶㘶ㅣ捤㜸ㄸ戵搵㤵慢㠹挴㑣愲㤹っ㤳挴搵㘹㈸摡㠳㠵㉢〸愸㠴㔱愳攱敡㕣㑤㠵敢捡搵㌴〴ㄳ户㉡昳摡㘶㉢ち㈴㌰㌵ㅤ㔰慦挶〴㍢㔳ㄲ㔳㘳㤰攲挴搴㉤㙥㑣㙤㌴〲戶慢挵㘳㔱挹㠷愷㜶㍥㠷昳搳捣愰愹愶愹㠱㔱敢㕣㤹慡㈵㘶㈶㑤ㅤ㑣ㄲ㔳攳㔰戴〷ぢ捦㈲㘰㌶㡣㥡〰㔷㘷㉡〴搷㤵愹㝡〴㥤户慡㈲㍢ㅦ㘱㠰扤ㅡ㔳㕣㘲㙡㈲㐶㜵攲敡ち㌷慥㉥㌷〲戶换攰㤳㔱挹㠷愷搶捣攱㕡㘸收搳㕣㐰戳〰㐶㉤㜱攵敡㈲㘲㉥愶㔹〸㤳挴搵ㄴㄴ敤挱挲㡢〹㔸〲愳㉡攱敡㕣㉤㠵敢捡搵㈵〸㈶㜳㘵㕥㡦㙥㐵㠹㠴敤敡㌲㠰扤ㅡ㔳散㕣㐹㑣㑤㐵㡡ㄳ㔷ㄱ㌷慥收ㄸ〱摢昵晤搳㔱挹㠷愷戶㠲挳慤愴戹㠶收㕡㥡敢㘰搴㙣㔷慥㔶ㄱ㜳〳捤㙡㤸㈴慥愶愳㘸てㄶ㕥㑢挰㍡ㄸ㜵㈶㕣㥤慢昵㜰㕤戹扡ㄱ挱㘴慥㕣昷挱つ〰㝢㌵愶搸戹㤲㤸㍡ぢ愳㍡㜱㜵㤶ㅢ㔷㘷ㅡ〱摢〷ㄷ攷愰㤲て㑦敤㉥づ㜷㌷捤㈶㥡捤㌴昷挰愸㑡㔷慥㝥㐷捣㝤㌴昷挳㈴㜱㜵㉥㡡昶㘰攱㉤〴㙣㠵㔱㔵㜰㜵慥戶挱㜵攵敡昷〸㈶㜳㘵㝥㠶搰㡡ㄲ〹摢搵㜶㠰扤ㅡ㔳散㕣㐹㑣㥤㡦ㄴ㈷慥㐶扡㜱㌵挲〸搸㍥㤱㤹㠱㑡㍥㍣戵㔶づ户㠳收〹㥡㈷㘹㜶挲愸愱慥㕣晤㠹㤸愷㘹㥥㠱㐹攲慡ㅡ㐵㝢戰昰㥦〹㜸づ㐶〵攰敡㕣敤㠲敢捡搵昳〸㈶ㅥ搹㕤昷挰ㄷ〰昵㙡㑣戰㌳㈵㌱挵捦㡦㥣㤸敡敢挶搴㜱㐶挰昶㔱㔳ㅤ㉡昹昰搴㕥攳㜰㝦愷㜹㥤㘶て捤ㅢ㌰慡愷㉢㔳晦㈰收㉤㥡户㘱㤲㤸攲愷㔶㍤㔸昸㕤〲摥㠳㔱戳攱敡㑣扤て搷㤵愹㝦㈲㤸扣㔵㤹ㅦ㜵戵愲㐴挲㔶昵〱挰㕥㡤㈹㜶慥㈴愶㐲㐸㜱攲敡㐰㌷慥づ㌰〲戶捦搰ㅡ㔰挹㠷愷戶㤷挳晤㠷收ぢ㥡㉦㘹扥㠲㔱㥤㕣戹晡㉦㌱摦搰㝣ぢ㤳挴㔵ㄸ㐵㝢戰昰㜷〴㝣て愳收挰搵戹晡〱慥㉢㔷㍦㈲㤸戸㔵戹敥㝦晢〰昵㙡㑣戰㌳㈵㌱ㄵ挱㤸㑥㑣㝤昷愳换昹晡晦㡣㠰敤挳㐱㕥㤵昳攱愹攵㘴挲㜰㡥㤰收愵改㐴㤳ぢ愳扥㐴慡昳扢挰㉥挴攴搱㜰㍡㔱ㄲ㔳㑤㈸摡㠳㠵て㈴愰㉢㡣㥡〷㔷㘷慡ㅢ㕣㔷愶づ㐲㌰㤱㈹昳挳挹㔶ㄴ㐸搸愶づ〱搴慢㌱挱捥㤴挴㔴㌳㔲㥣㤸㝡搷㡤愹㜷㡣㠰敤㔳捦昹愸攴挳㔳昳㜱戸ㅥ㌴挷搰昴愴㈹㠰㔱㝢㕣㤹㍡㤶㤸摥㌴㝤㘰㤲㤸扡〰㐵㠵愹扥〴昴㠳㔱ㄷ愲㑢㘷慡㍦㕣㔷愶㡥㐷㌰㜹晦㌳㍦㜵㙤㐵㠹〴慥㑥〰搸慢㌱挵捥㤵挴搴㐵㐸㜱攲敡捦㙥㕣㍤㙢〴㙣ㅦ攷㉥㐴㈵ㅦ㥥㕡〹㠷㍢㠹收㘴㥡愱㌴愷挰愸㈷㕤戹晡つ㌱挳㘹㑥㠵㐹攲㙡ㄱ㡡ち㔷㈳〹㈸㠵㔱㑢搰愵㜳㔵〶搷㤵慢搳㄰㑣摣慡捣て㙡㕢㔱㈰㠱愹搱㠰㝡㌵㈶搸㤹㤲㤸㕡㡡ㄴ㈷愶戶戸㌱昵㠰ㄱ戰㝤㑥捤㡦愷㝤㜸㙡㤳㌹摣ㄴ㥡ち㥡㑡㥡愹㌰㙡戳㉢㔳愷ㄳ㌳㥤收っ㤸㈴愶㉥㐳㔱㘱敡㉣〲捥㠶㔱晣㤰㕢㘷敡ㅣ戸慥㑣㥤㡢㘰昲㔶㘵㝥㑥摥㡡ㄲ〹㕣㔵〱散搵㤸㘲攷㑡㘲敡ち愴㌸㜱戵搶㡤慢㌵㐶挰昶〱晣㜲㔴昲攱愹搵㜱戸㈰捤㉣㥡搹㌴㈱ㄸ㜵慤㉢㔷つ挴㠴㘹ㅡ㘱㤲戸扡ち㐵㠵慢〸〱㔱ㄸ昵㕢㜴改㕣挵攰扡㜲搵㠴㘰㌲㔷慥摢搵㍣㠰扤ㅡ㔳散㕣㐹㑣慤挰愸㑥㕣㉤㜶攳㙡㤱ㄱ戰捤㉣戸〶㤵㝣㜸㙡ぢ㌹摣㈲㥡挵㌴㑢㘸㤶挲愸ぢ㕣戹扡㤴㤸换㘸㤶挱㈴㜱㜵㉤㡡ち㔷㔷㄰㜰㈵㡣扡ㅥ㕤㍡㔷换攱扡㜲㜵ㄵ㠲挹㕣㤹㌳ㅢ㕡㔱㈲㘱扢晡㉤挰㕥㡤㈹㜶慥㈴愶㔶㈱挵㠹慢㔹㙥㕣〵㡤㠰㙤捡挴㙡㔴昲攱愹慤收㜰㙢㘸搶搲慣愳㔹て愳慡㕤戹扡㠹㤸つ㌴㌷挳㈴㜱戵〶㐵㠵慢㕢〸戸ㄵ㐶慤㐳㤷捥搵㙤㜰㕤戹扡ㅤ㐱㘷慥㡡敤㝣摣〹戰㔷㘳㡡㑢㑣㜱㠲㠷ㄳ㔷ㄵ㙥㕣㑤㌱〲戶戹㈰㌷愱㤲て㑦敤㝥づ昷〰捤ㄶ㥡慤㌴摢㘰搴㌸㔷慥ㅥ㈴㘶㍢捤㐳㌰㐹㕣㙤㐰㔱攱敡ㄱ〲ㅥ㠵㔱ㅢ搱愵㜳昵〷戸慥㕣㍤㠶㘰㌲㔷收㕣㤴㔶㤴㐸搸慥ㅥ〷搸慢㌱挵捥㤵挴搴㉤㐸㜱攲敡㘴㌷慥㑥㌲〲戶㐹㉥户愱㤲て㑦敤ㄹづ昷㉣捤㥦㘹㥥愳搹〵愳㡡㕤戹晡ぢ㌱㉦搰扣〸㤳挴搵敤㈸㉡㕣扤㑣挰㙥ㄸ㜵㈷扡㜴慥㕥㠱敢捡搵㕦ㄱ㜴收㙡愰㥤㡦㔷〱昶㙡㑣㜱㠹㈹㑥挹㜱攲敡ㄸ㌷慥㝡ㄸ〱摢散㥤㑤愸攴挳㔳㝢㥢挳扤㐳昳㉥捤㝢㌴敦挳愸挳㕤戹晡ㄷ㌱ㅦ搰㝣〸㤳挴搵㘶ㄴㄵ慥㍥㈶攰ㄳㄸ㜵㉦扡㜴慥㍥㠵敢捡搵扦ㄱ㑣收捡㥣㍤搴㡡ㄲ〹摢搵攷〰㝢㌵愶搸戹㤲㤸攲㕣㈳㈷慥扣㙥㕣㘹㐶挰㌶㉤改㝥㔴昲攱愹㝤换攱晥㐷昳ㅤ捤昷㌴㍦挰愸づ慥㕣晤㐴捣㍥ㅡ捥㙣㑡攲㡡㌳㥣㠴慢㑣挴戴づ㌰㙡㉢扡㜴慥戲攰扡㜲挵㘹攷㠹㘷㔷收戴愸㔶ㄴ㐸㘰慡㈳愰㕥㡤〹㜶愶㈴愶戶㈱挵㠹愹㉦㝥㜰㜹㜷昳ㅦ㈳㤰㍣摦㉡㝢㍢㉡㈵㝦戰㉣ㄳ扦攳㌳㔱㉣㜳㕣扡〰散愹㥤搶㄰㡣㐵㍢搵㡥㘸㡡㠵㐷〵㘳㘵搱㔸㙥㉤っ㥡㤲搲㕤㈶㙤㔸㤲晡搵㥥ㅥっ捣㥢㡡㑦㔱㡦戶㠷㌰㈷扥戴㈹ㅡぢ换㘷收㐷搹攳㘵攱㠹攱㔸㔹㌰摡ㄸ昲户ㄴ㌸㠴昵挸昴扡㐰〳㘶ㄱ㐵㌰㤹愸㉤㔰戸戱㌱㔰攳戰㡣㤵攱愶㐸㜵愰扣散搷㌰て㐹改ㅦ晥㘳㈳攵っ㈴搵换㝤摥㡤㠵昷㈳愱㑤㈶㍥㝥㔶㍦㙦ㅡ㡢㈷ㅦ㥢㥢敡㠵晢㔴昰㌷㠳挳㜲㕡〹收㤵㍣搴收〶㘲㤹搷搴〹㘰㙦㉤㐴搵晢㍡ㅢㄳ攷捡ㅢ愲挱㥡㠰搷昰㈶〴ㅢ扡ㄸ捤㐹㑤戱㠴㠸扦戹慢ㄱ挱㈷攴㤳ㅡ㈰㝣戵㍦㔲昳㙢搰〴㉢㠶㠷㉥㠸昲攰摦捦愳㔹㉦㤳㤱戱㤷㔷㈹昸搸㝢㌱づ㌱攴㤹㤳㠷ㅣ㈷㉢挴㜷㐴㌴㉣㔳挲昲㠰敦㑣慡攳摤㌹昴㈶〴晣つ愲㐰㘵慣愶㉣㌰户㡢㈰〲搸戴㜱ㄳ㑡㈸搰㌵搱㤵㠹㉣㕡敤㠸ㄹ搱㜰愸㈹ㄶ攸ㄲ㙦挹㉥慥搵㔶〴㐲㤸㙣㌰㌷㤰ㅢ㙦㑤慥㡥㘱〲㘴扣ㅥ愷敥晤㝡搴〱㈳㔹㠶㐲㑡㌴昲愴㌸戲㈵慥〴昷㥥㥦愹㈸㠴慣㤵挷㘷挳搵摡㌵㝣摣㍤㍣挳㙣㔰㕢㠸换㐹㘱改捦摦攳㕥搴搵㥣㔶慡ㅦ摢攴戰㤵㙢昶㜱敡㕣攷㕡㌹攲㘱㝥㉣敦㍦捡攳㙥ㄳ挲㡤㘱戱㘰戵㍦ㄴ㙡改㔲㕢摥㔰ㅤ㙡慡〹㡣昷捦〸㠴捣愳㜵㌸㔲晦㉢搱㉢㡢㥢扦慥㔵ち㕥㡣㐹㡤攵戸㘱捦㥣㉤昸戳て㜰戸捣㘶扥愰愲㠶㉥换愳㔸㠸晦昳㐴㐹㉦㤲づ摣㍦捤㔷㙥改挲㈱捤搶挵㘳ㄹ㘷㤳挵攷㕡捡摥㘶㠱㡤て㡦て㘳ㅥ㙣㡤愵㙢㑣㔰敦晡搵散㔳㈲㤱挷攳昹戹㉦㉢攰ち㡦扤挶㥣ㄴㅣ散㜴㝦㌸㑦慣戸㘳㍣〶㍦㜹ㅥ㥡攵昴㐳㕥昱攵〰㤸て㘰ㅥ㡦㕥晡改挲搴㘰㉣ㄴ攸㔴㉢㜱㘹攷㜰㜷㈰㥢ㅤ㙢愷搶㘱晡㔶㔹攷摡搱㤱㘰㑤㈸搸㄰攰愹〷收㘵昳㌶扡昱㠱㤹㤸㐱㍣㌹ㅣつ㜲づ㔵攷摡愹ㄱ㝦㐳戴㤱㔳昷慡㕢づ㑣昰㐴慣散摡㤱挱〶散㍣晡㤸㙣攷搵㔶搶㠵攷攱收搲愶晡㠶搱晥挶攸慦㐲㈸攳愵〴っ改㝢㔴愶捡捣㔴㌹㤹㌹㍦昷㌵ち㕢㌸㑡㜲㐶㑦㈶㡤㈱搵ㅦ搱㑡戱慦㔲㈵㘳晥㌶昷㔵㉥㔳挲捤㤲㡥㤳㑡攳㜷收昲昸慢㜵挳づ㥡㝢㄰㑣昹攸㘹攵晢㘷晤晦晦摣收㥡晤㌸ち愷㜸ㄵ㤰慤㈲㍥挳昸㈰㠰扢攸㕢ち晢戸攱㘸㈲㌸扤攴慤捦㕢㉢ㄸ㙥㠸㜸攱㈴㥣捤㔱㤸ㄴ㥡㡢晤ㅥ㐷㕤捣愵挵攱戶㡢敥昰ㅣ慥摥ㅦ㡡ㅡ戱搲㜰㝤扤㥦㕢ㄶ户捡㑡ㅣ戲〳㌹㜲㐲㡤〳㠹㔶ぢ㈳㥢㥦搱攵㙦㐶㤷扦㔹扡昰㑡捣扢〶愴捤㕡攱㤹晥㐸㌰㔶㔷ㅦ慣捥愱挳㤹晤扦㡡㑤ㄲ㕢㔰ㄶ挸㌴ㅦ戲㕤攲散㌴㜹攲慥㍥搷ㄴ㙡ㄷ攲つ〳愹愳晡搸㜰㌳攵攵㕢晤捣㈹搹㌸㝤搵㜸㍡慢ㅤ〲㤳㡤㜷㜲攸㌰昶ㄱ换㜹ㄷ㝡攴ㄸ㤴戵〳㠰㤴ㄳ㘵㍢〲攰ㅤㅦ昶搷㡣挲㙤ㅥ攱㐸㐷攳晥敢ㅣ㠸挸㘳㐷㈴㥦㜳愳㑢㜱〳〱㙥㑣㤸㡢ㄳ摤㐸づ㍢㉡㌱敤㌸㡢戳慡㍤扡㕡摣㍢㌳戲戳㍢攵㌸㡤㔵㙥搶㉡㌰收㡢㕡敦㕦㉦户搵晦㜴㑡〹づ愱㕣〱㥥㉢㘸㠷㜲㘵て㠳㔱㑦挰攵晡㈴〱扡ㄳ㜰㌸搹搸㠹㘰昲晥攰㍡㤱ㄸ〹ㄹ搹昵㥣攰㥣㔳捦搵挱㌹㠵〷搳㥥㌱㔱ㅡ㤴㜸㍡攵㍣㠹戸㜶〴㔰捦敦摡㌵っ敤っ昵㌴㡣㌹㍥㌷〰㘳〱㡦〴㐶㍢ち㐶扤㠸㑥扥攷昴ㅣ㑤て敦㌷㝣昸㙢㜹扦愱㌸㈵㤵敦㌹捣㠷㐵㌱㕤㉦昵㌲㐲㍣㕢收㐱慡慤㌳㉦戵ㅢ㌸㥥㝤攱昳㈸㉥㐳㉢㕡收换扦㝡〵づ㑦〱昴㠷敢㡢㤴攲扣㔷扥㔰㘵㌸ㅥㄸ搵慢㠸昰攰愸昵攴㉡扤㠶ㄶて㍡摣〸戹㡥㕡㉦㤸㌶㌷㐲昵㍡㌲㑣攲㤸㙤㄰㜷㉣㉢昴㘶摤㍤捥㠰㍥〴ㅣ㐷〰攷搸㔲㕤慤㉦扣戸㈰㙦㔹搲㉣㠲昴㘳㕡㝦愶㜱㙥慢〸㜲㍣㍤〸㔲㠸扦㔶㐱㌸敦㌵戵㈰ㅦ〳㤱戶㈰㥦〰慣ぢ㜲〲㤷愱ㄵ㙥㕣㄰捥愹㑤㐷㤰捦㠰㑢㈱挸攷〸㡢㈰㐵㕣愵扤昰㑣㐱戸㡥㕡㌱㑣摢㠲㝣㠱㌴〷㐱〶戱挲㘰搶晤搲ㄹ㌰㠴㠰ㄳ〹昸ち〰ㄱ愴〴㕥㕣㤰㙦㉣㘹ㄶ㐱㑥㘲摡挹㑣攳㘶㉤㠲っ愵〷㐱㑥挱㕦慢㈰㍣㤶愵ㄶ㈴ㄳ㠸戴〵改〰戰㉥挸㌰㉥㐳慢っ愶㥦㈰㉢㥥愶愷㈳㠸〷戸ㄴ㠲㜴㐴㔸〴ㄹ捥㔵捡㠱㘷ち挲㜵搴㐶挰戴㉤㠸ㄷ㘹㍢戰㜰㐹㠷戶㤱慣㔰捡扡㥤㥣〱㘵〴㥣㐶㐰㉥〰㈲挸㈸㜸㜱㐱昲㉣㘹ㄶ㐱㐶㌳㙤っ搳づ〵㐰〴㈹愷〷㐱挶攲慦㔵㄰捥攱㑤㉤㐸㜷㈰搲ㄶ攴㜰㠰㜵㐱挶㜱ㄹㄲ〴㌹〲戱㜴〴攱㐴攱ㄴ㠲ㅣ㡤戰〸㌲㠱慢攴㠳㘷ち挲㜵搴㈶挱戴㉤挸㌱㐸摢㘱ㄷ㘴㌲㉢㑣㘱摤㥥捥㠰ち〲㉡〹㈸〰㐰〴㤹ち㉦㉥㐸㙦㑢㥡㐵㤰㘹㑣㍢㥤㘹〳〰㄰㐱愶搳㠳㈰㘷攰慦㔵㄰㑥ㄵ㑥㉤挸㐰㈰搲ㄶ愴ㄸ㘰㕤㤰㌳戹っ〹㠲っ㐲㉣ㅤ㐱㌸ㅦ㌹㠵㈰㈷㈲㉣㠲㥣捤㔵㉡㠱㘷ち挲㜵搴捥㠵㘹㕢㤰㤳㤱戶挳㉥挸㜹慣㔰挵扡㐳㥤〱攷ㄳ攰㈷攰ㄴ〰㐴㤰ㄹ昰攲㠲っ户愴㔹〴愹㘶㕡つ搳挶〰㈰㠲〴攸㐱㤰㕡晣戵ち挲昹挸愹〵ㄹぢ㐴摡㠲㡣〳㔸ㄷ㘴㈶㤷㈱㐱㤰昱㠸愵㈳〸㈷㍤愷㄰㘴ㄲ挲㈲㐸㤰慢㌴ㄹ㥥㈹〸搷㔱㥢つ搳戶㈰ㄵ㐸摢㘱ㄷ㈴挴ち昵慣㕢改っ㘸㈰㈰㑣挰㔴〰㐴㤰㐶㜸㜱㐱愶㕢搲㉣㠲捣㘱㕡㠴㘹攷〳㈰㠲㐴改㐱㄰昹敡愳晤㔷㜵㤵ㅦ㠰搴㠲捣〰㈲㙤㐱慡〱搶〵㘹攲㌲㈴〸㔲㠳㔸㍡㠲搴〲㤷㐲㤰㤹〸㡢㈰昳戸㑡㜵昰㑣㐱戸㡥㕡ぢ㑣摢㠲捣㐲摡づ扢㈰昳㔹攱〲搶㥤敤っ㔸㐰挰㠵〴㠴〰㄰㐱㉥㠲ㄷㄷ㈴㙣㐹戳〸㜲㌱搳ㄶ㌲慤ㄹ〰ㄱ㘴ㄱ㍤〸戲ㄸ㝦慤㝢〸攷㔶愷ㄶ㘴㍥㄰㘹ぢ㜲〱挰扡㈰㑢戸っ〹㠲㉣㐰㉣ㅤ㐱㌸㠱㍢㠵㈰ㄷ㈳㉣㠲㕣挲㔵㕡〸捦ㄴ㠴敢愸㕤〶搳戶㈰㡢㤱戶挳㉥挸㌲㔶戸㥣㜵㤷㌸〳慥㈰攰㑡〲㤶〲㈰㠲㉣㠷ㄷㄷ攴㌲㑢㥡㐵㤰慢㤸㜶㌵搳㔶〰㈰㠲晣㤶ㅥ〴㔹㠱扦㔶㐱㌸㠱㍢戵㈰搷〰㤱戶㈰搷〲慣ぢ戲㤲换㤰㈰挸㜵㠸愵㈳〸㘷㠹愷㄰攴〶㠴㐵㤰㙢戹㑡慢攱㤹㠲㜰ㅤ戵敢㘱摡ㄶ㘴㉤搲㜶搸〵㔹挵ち㌷戰敥㍡㘷挰㙡〲搶㄰戰ㅥ〰ㄱ㘴㉤扣戸㈰ㅢ㉣㘹ㄶ㐱搶㌱㙤㍤搳敥〲㐰〴戹㤱ㅥ〴戹〹㝦慤㠲㜰㤶㜸㙡㐱㌶〱㤱戶㈰㥢〱搶〵搹挰㘵㐸㄰攴ㅥ挴搲ㄱ㠴㔳搱㔳〸㜲ㅦ挲㈲挸㐶慥搲晤昰㑣㐱戸㡥摡慤㌰㙤ぢ戲〵㘹㍢散㠲摣挶ち户戳敥㔶㘷挰ㅤ〴摣㐹挰㌶〰㐴㤰扢攰挵〵搹㙥㐹戳〸㜲㌷搳㌶㌱慤ㄵ〰ㄱ㘴㌳㍤〸㜲て晥㕡〵搹〱㐰㙡㐱㥥〰㈲㙤㐱㥥〴㔸ㄷ攴㕥㉥㐳㠲㈰㍢ㄱ㑢㐷㤰㍦〱㤷㐲㤰愷ㄱㄶ㐱敥攳㉡㍤〳捦ㄴ㠴敢愸㍤〰搳戶㈰㝦㐶摡づ扢㈰㕢㔸㘱㉢敢㍥攷っ搸㐶挰敦〹搸〵㠰〸昲㈰扣戸㈰㉦㔸搲㉣㠲㙣㘷摡㐳㑣㝢つ〰ㄱ攴㘱㝡㄰攴ㄱ晣戵ち挲ㄹ敦愹〵㜹ㅤ㠸戴〵搹〳戰㉥挸愳㕣㠶〴㐱摥㐰㉣ㅤ㐱㌸慤㍥㠵㈰㙦㈱㉣㠲㍣挶㔵㝡ㅢ㥥㈹〸搷㔱㝢ㅣ愶㙤㐱摥㐵摡づ扢㈰慤慣戰㠳㜵摦㜳〶㍣㐱挰㤳〴扣て㠰〸戲ㄳ㕥㕣㤰て㉣㘹ㄶ㐱㥥㘲摡㥦㤸戶ㄷ〰ㄱ攴㘹㝡㄰攴ㄹ晣戵ち挲㘹昵愹〵昹〲㠸戴〵昹ㄲ㘰㕤㤰㘷戹っ〹㠲㝣㠵㔸㍡㠲㜰敥㝥ち㐱扥㐱㔸〴㜹㡥慢昴㉤㍣㔳㄰慥愳昶㍣㑣摢㠲㝣㠷戴ㅤ㜶㐱晥挲ち㉦戰敥昷捥㠰ㄷ〹㜸㠹㠰ㅦ〰㄰㐱㕥㠶ㄷㄷ㘴㥦㈵捤㈲挸㙥愶扤挲戴ㅣ㕣敢ㄵ㐱晥㑡て㠲晣つ㝦慤㠲㜰昶㝥㙡㐱扣㐰愴㉤㐸㈷㠰㜵㐱㕥攵㌲㈴〸㤲㡢㔸㍡㠲昰ㄶ㠱ㄴ㠲攴㈱㉣㠲晣㥤慢㤴て捦ㄴ㠴敢愸敤㠱㘹㕢㤰〳㤱收㈰挸ㅢ慣昰㈶敢㜶㜵〶晣㠳㠰户〸攸〶㠰〸昲㌶扣戸㈰㠷㔸搲㉣㠲扣挳戴㜷㤹收〳㐰〴㜹㡦ㅥ〴㜹ㅦ㝦慤㠲昰㈶㠱搴㠲ㅣ〳㐴摡㠲昴〴㔸ㄷ攴㥦㕣㠶〴㐱ち㄰㑢㐷㄰摥㠹㤰㐲㤰摥〸㡢㈰ㅦ㜰㤵晡挰㌳〵攱㍡㙡ㅦ挱戴㉤㐸㕦愴㌹〸昲㌱㉢㝣挲扡晤㥣〱㥦ㄲ昰㙦〲晡〳㈰㠲㝣〶㉦㉥挸〹㤶㌴㡢㈰㥦㌳㙤㉦搳㑡〰㄰㐱晥㐳て㠲㝣㠱扦㔶㐱㜸㈷㐲㙡㐱㑥〶㈲㙤㐱㠶〲慣ぢ昲㈵㤷㈱㐱㤰㔳㄰㑢㐷㄰摥敥㤰㐲㤰攱〸㡢㈰㕦㜳㤵㑥㠵㘷ち挲㜵搴扥㠱㘹㕢㤰㤱㐸㜳㄰攴㕢㔶昸ㅦ敢㤶㍡〳扥㈳攰㝢〲捡〰㄰㐱㝥㠰ㄷㄷ㘴戴㈵捤㈲挸㡦㑣晢㠹㘹㤳〱㄰㐱昶搱㠳㈰㌲昷换昲㑥㥤㌷㍣愴ㄶ愴〲㠸戴〵愹〴㔸ㄷ㠴ㅦ搰㈵ち㌲ㄵ戱㜴〴攱㕤ㄵ㈹〴㤹㡥戰〸搲〱㈳愸㌳攰㤹㠲㜰ㅤ戵㙣昴戶㉤挸㔹㐸㜳㄰挴挳㠵敥挸扡㘷㍢〳㜲〸攰户㌵慢㜳〰搸㠹㡤㕢昳挲㡢ぢ㔲㘵㐹㐳扦昹㌹㑢㈷戴戵㕣ㄸ㔵〷㠰〸搲㤹ㅥ〴改㐲㤸㐵㄰摥㔵㤱㕡㤰㔹㐰愴㉤挸㙣㠰㜵㐱昲戸っ〹㝢㐸〸戱㜴〴攱慤ㅢ㈹〴〹㈳㉣㠲ㅣ挰㔵㙡㠴㘷ち挲㜵搴扡挲戴㉤㐸〴㘹づ㠲㜴㘳㠵㠳㔸㌷敡っ㌸㤸㠰㐳〸㠸〱戰㤳㠲ㅣち㉦㉥挸㍣㑢ㅡ晡㑤㐱づ㐳㕢敢づ愳ㄶ〲㈰㠲ㅣ㑥て㠲ㅣ㐱㤸㐵㄰摥扡㤱㕡㤰挵㐰愴㉤挸ㄲ㠰㜵㐱㡥攴㌲㈴〸戲ㄴ戱㜴〴攱晤㈱㈹〴戹っ㘱ㄱ攴㘸慥搲㌲㜸愶㈰㕣㐷慤〷㑣摢㠲㕣㠱㌴〷㐱㡥㘱㠵㥥慣㝢愵㌳愰㠰㠰㕥〴㉣〷㘰㈷〵㌹ㄶ㕥㕣㤰摦㕡搲搰㙦ち搲ㅢ㙤慤て㡣㕡つ㠰〸㜲ㅣ㍤〸搲㤷㌰㡢㈰扣㍦㈴戵㈰㙢㠱㐸㕢㤰㜵〰敢㠲昴攳㌲㈴〸戲ㅥ戱㜴〴攱㑤㈸㈹〴搹㠰戰〸㜲㍣㔷改㘶㜸愶㈰㕣㐷敤〴㤸戶〵戹〵㘹づ㠲っ㘰㠵㈲搶扤搵ㄹ㌰㤰㠰㘲〲㙥〳㘰㈷〵ㄹ〴㉦㉥挸㥤㤶㌴昴㥢㠲っ㐶㕢ㅢ〲愳敥〷㐰〴㌹㤱ㅥ〴㈹㈱捣㈲〸㙦㐲㐹㉤挸ㄶ㈰搲ㄶ㘴㉢挰扡㈰㈷㜱ㄹㄲ〴搹㠶㔸㍡㠲昰㑥㤷ㄴ㠲㙣㐷㔸〴ㄹ捡㔵㝡〸㥥㈹〸搷㔱ㅢ〶搳戶㈰㡦㈰捤㐱㤰摦戰挲㜰搶㝤搴ㄹ㜰㉡〱㈳〸昸〳〰㍢㈹挸㐸㜸㜱㐱ㅥ户愴愱摦ㄴ愴ㄴ㙤慤っ㐶㍤〳㠰〸㜲ㅡ㍤〸㌲㡡㌰㡢㈰扣搳㈵戵㈰㝦〶㈲㙤㐱㥥〳㔸ㄷ㘴㌴㤷㈱㐱㤰㕤㠸愵㈳〸㙦愷㐹㈱挸ぢ〸㡢㈰攵㕣愵ㄷ攱㤹㠲㜰ㅤ戵㜱㌰㙤ぢ昲㌲搲ㅣ〴ㄹ捦ちㄳ㔸㜷户㌳㘰㈲〱㤳〸㜸〵㠰㥤ㄴ㘴㌲扣戸㈰慦㕡搲搰㙦ち㌲〵㙤慤〲㐶扤つ㠰〸㔲㐹て㠲㑣㈵捣㈲〸㙦愷㐹㉤挸扢㐰愴㉤挸㝢〰敢㠲㑣攳㌲㈴〸昲㍥㘲改〸挲㝢㜶㔲〸昲〱挲㈲挸㜴慥搲㠷昰㑣㐱戸㡥摡㤹㌰㙤ぢ昲㌱搲ㅣ〴㌹㡢ㄵ捥㘶摤㑦㥣〱攷㄰㜰㉥〱㥦〲戰㤳㠲㥣〷㉦㉥挸攷㤶㌴昴㥢㠲㔴愱慤㥤て愳扥〵㐰〴昱搳㠳㈰㌳〸戳〸挲㝢㜶㔲ぢ昲ㅤ㄰㘹ぢ昲㍤挰扡㈰搵㕣㠶〴㐱㝥㐰㉣ㅤ㐱㜸㘳㔰ち㐱昶㈱㉣㠲〴戸㑡ㄹ㌸搵㌵〵攱㍡㙡㌳㘱摡ㄶ㈴ㄳ㘹づ㠲搴戱㐲㤰㜵㍢㌸〳㘶ㄱ㌰㥢㠰㉣〰㜶㔲㤰㄰扣戸㈰ㅤ㉤㘹攸㌷〵愹㐷㕢㙢㠰挹㍥〰㠰昴㙥㌴攱㙣戸㝣换摤㍦㥣㈵ㄹ㍤愰㜶㑡㤳㍦㠴㥦戹㤸㠴㠹攸㌱㜶晤ㅡ愶㈱㘶改户〳㈴㝦昱㜳攲慦㕦攰ㅥㅡ㔹㠵戳捦㍤ち㙢㤶捣㐱㈲搶㔸户㈸㤱㍦敦㜶〱㙦昶捡敦昷敤㑢㙦ㄴ㠵㔱㍡捥攵㤷㡤㔶㔵㘵攴㜰㑣㠸〴改㌸㜱晡㐰㌴㔳捣挶㑤㥡㌹捦㑡㕤昷㑦㈹攴㌴搱㝥㈱晥㈰㡥搳㕣挴挴㐹戹㡤搸㍡㔴㌷㡣挶ㅡ摡ㅣ㝡挶㠲㘴ㅦ㠲摥㌶㘷㜴㈲〱户〴㜱㙥㘷㘵慣㈵㠴昹戴㙣昲㕢㌴昵ㄶ愷ㄵ敡㘱㉣㕥㌸㤲㠵㝢㥦㤲扦㌳㌷㥥晢㈰㑡㜵敡㤶昴ㅤ挵㤲挶挸㐱㔸㥡散慢㐱慥㙢㝥㈲㥦捣攱挳ㄳ挵㈲㜶㥢㄰慣㡥㠴愳攱摡㤸慦ㄲ㔳挲㝤晣搶㙡㝣㌱捤㠰ㄱ搹换㔱搱㜱㑣慥㔸㔶〳㝦换㐵㈴昲捥㙥〸捦㙢㤰愵挹㡥昲换扢㠵慦㡥ㅤ㌹っ㙦ㄹ㤰㐷㑦㤰㤷㝦㈸ㄶ㤴㡦晣挳捣㐶㜷戳㜱戸搱挸㍢〲つ㘶㜹〴昹ぢ㥡晣㈳㔱㤹愳㜸㥡戰〲〷㤴㡥慣㑡晣㤹ㅡ捦㕣㜴攷愲㕢㈶慤㔶攰㝢慥㍤昳搰搳〵㍤㤶ㄹ摥昹㐷ㄹ㔵戴㘶〴戵ㅥ愸愷昹㘰㤴て晤㍣㤴㜸搵㈵攰㡤㥢㍡挷㤲㑤㔶昵㐰㤳㥢慤戶〰㌹慡㈷㕡㐲搱㠵昴〰㈲㔰昵㠲攵㘶愵ㄶ㈳㤵㘲愲㌳挳㜳㌱㈰慥ち愹㠵㠰㔱愵㐴㤶㡦㘵㍤㍣昲㝢㥢㡤㍥㘶攳㌸愳㤱搷ㄷ㡤昶㘱戹ㅦ㉡㜳ㄴ㡤㉣㙢攴㔴㈳㡤昹晤捤晥愵散敡㑤挴戱㌰慡㄰晤㍡㙦㉤㔸㤳㐴摥㑥㐰㑣㜸㕢㠶ㅣ㔵〴㑦㜸扢㥣ㅥ㜲攱㘷愸㘲㔸攱㙤㉥搲㑤摥㌴昲挶㡤㔸挵ㅣ㈹ㅡ挴㔴㍣昲〷㥢㡤㈱㘶攳㐴愳㤱㔷㠲㐶晢㔰㜴ㄲ㉡㜳㤴㘴㡡㑥㌶晢㔷㤰㈲㝥㔵慡搶ㅦ㐶㥤㠲㝥㥤愲㝡ㅢ㐵挳㄰ㄳ㡡慥㈳㈹挳攱〹㐵搷㕢㈹ㅡ㠱㕥愱㘸㤶㤵㈲敥晣㐲㔱㥤㈳㐵㈳㤱挴㐷㝥愹搹㈸㌳ㅢ愷ㄹ㡤扣㔱㘸戴て㐵愳㔱㤹愳㈴㔳㌴挶散㕦㑦㡡㡡㠹攰㡤ㅡ㙡㉣晡㜵㡡晣㌶㡡挶㈱㈶ㄴ摤㑣㔲㈶挰ㄳ㡡㌶㕡㈹㥡㠴㕥愱攸㍣㉢㐵昱慤攸ㅣ㐷㡡㈶㈳㠹㡦晣㈹㘶愳挲㙣㔴ㅡ㡤扣愹㘸戴て㐵搳㔰㤹愳㈴㔳㜴扡搹㝦ㄷ㈹㍡㠹㠸ㄲㄸ㜵〶晡㜵㡡愶搹㈸㍡ㄳ㌱愱攸ㅥ㤲㜲㌶㍣愱攸㕥㉢㐵攷愲㔷㈸慡㜰愴㘸戲㈳㐵攷㈱㠹㡦晣㉡戳㜱扥搹昰ㅢ㡤扣ㄹ㘸戴て㐵搵愸捣㔱㤲㈹慡㌱晢户㤱愲攱㐴晣〶㐶搵愲㕦愷愸摣㐶搱㑣挴㠴愲㠷㐸㑡㄰㥥㔰昴戰㤵愲搹攸ㄵ㡡㐶㔹㈹㡡敦㘸㘵㡥ㄴ㠵㤰挴㐷㝥扤搹㘸㌰ㅢ㘱愳㤱搷㠸㐶晢㔰㌴〷㤵㌹㑡㌲㐵ㄱ戳扦㤵ㄴ昱慢㔰戵㌲ㄸㄵ㐳扦㑥搱㌰ㅢ㐵㑤㠸〹㐵㍢㐹捡㍣㜸㐲搱㔳㔶㡡㕡搰㉢ㄴ㥤㙣愵㈸扥愳㤵㌸㔲㌴ㅦ㐹㝣攴㕦㘰㌶ㄶ㤸㡤ぢ㡤㐶摥㐵㘸戴て㐵ㄷ愳㌲㐷㐹愶㘸愱搹扦㡢ㄴ㡤㈳㘲㉣㡣㕡㡣㝥㥤愲㈲ㅢ㐵㑢㄰ㄳ㡡㕥㈴㈹㤷挰ㄳ㡡㕥戲㔲㜴ㄹ㝡㠵愲㐲㐷㡡晡㍢㔲戴っ㐹㝣攴㕦㙥㌶慥㌰ㅢ㔷ㅡ㡤扣攵㘸戴て㐵㔷愱㌲㐷㐹愶攸㙡戳晦㌵㔲挴慦㍥搵㈶挳愸ㄵ攸搷㈹敡㘵愳㘸㈵㘲㐲搱ㅢ㈴攵㕡㜸㐲搱㥢㔶㡡慥㐷慦㔰㜴㡣㈳㐵㍥㐷㡡㔶㈱㠹㡦晣ㅢ捣挶㙡戳戱挶㘸攴慤㐵愳㝤㈸㕡㠷捡ㅣ㈵㤹愲昵㘶晦晢愴㘸㍡ㄱ愷挳愸㥢搰慦㔳㜴㤸㡤愲つ㠸〹㐵ㅦ㤲㤴㡤昰㠴愲㡦慣ㄴ摤㡡㕥愱攸㘰㐷㡡扡㌹㔲㜴ㅢ㤲昸挸扦摤㙣摣㘱㌶敥㌴ㅡ㜹㜷愱搱㍥ㄴ摤㡤捡ㅣ㈵㤹愲㑤㘶晦㕥㔲㜴㉥ㄱ晣ㅡ㔵㜵て晡㜵㡡㍡摢㈸扡ㄷ㌱愱攸㉢㤲㜲ㅦ㍣愱攸㙢㉢㐵て愰㔷㈸昲㕡㈹㡡ㅦ慥㜳ㅣ㈹摡㠲㈴㍥昲户㥡㡤㙤㘶攳昷㐶㈳敦㐱㌴摡㠷愲敤愸捣㔱㤲㈹㝡挸散晦㠱ㄴ㔵ㄳ㌱〳㐶㍤㠲㝥㥤㈲㘵愳攸㔱挴㠴愲㡣㙣㈰ㅦ㠳㈷ㄴ昱搷ㅥ搹㠰㥦愱ㅥ㠷ㄵ㡡㝥晡捥改散晡〷昴摡摦㠰戴㌲ㄵ㡦晣ㅤ㘶攳〹戳昱愴搱挸摢㠹㐶晢㔰昴ㄴ㉡㜳㤴㘴㡡晥㘴昶攷㘰〵攵攷昸㌴㝥㙤慡㝡〶晤㍡㐵㕦㘳㙤ㄲ摦㠰㍣㡢㤸㔰㤴㑢㔲㥥㠳㈷ㄴ㜵戶㔲昴㍣㝡㠵愲㉦慣ㄴ挵户愲扤㡥ㄴ晤〵㐹㝣攴扦㘰㌶㕥㌴ㅢ㉦ㄹ㡤扣㤷搱㘸ㅦ㡡㜶愳㌲㐷㐹愶攸ㄵ戳扦ㅢ㈹ちㄳ挱㙦㑢㔵㝦㐳扦㑥搱㐷㌶㡡㕥㐵㑣㈸㍡㤴愴晣ㅤ㥥㔰㜴㤸㤵愲㍤攸ㄵ㡡晥攵㐸搱晢㡥ㄴ扤㠱㈴㍥昲摦㌴ㅢ晦㌰ㅢ㙦ㄹ㡤扣户搱㘸ㅦ㡡摥㐱㘵㡥㤲㑣搱扢㘶扦㡦ㄴ昱㡢㑣㌵㝥㑤慡㝡ㅦ晤㍡㐵㙦摡㈸晡㈷㘲㐲㔱〱㐹昹〰㥥㔰搴换㑡搱㐷攸ㄵ㡡㕥户㔲ㄴ㍦㉦㝡捤㤱愲㡦㤱挴㐷晥㈷㘶攳㔳戳昱㙦愳㤱昷ㄹㅡ敤㐳搱攷愸捣㔱㤲㈹摡㙢昶昷㈷㐵ㄷ㄰㌱ㅦ㐶㝤㠱㝥㥤愲㤷㙣ㄴ㝤㠹㤸㔰㌴㠰愴㝣つ㑦㈸㉡戲㔲昴つ㝡㠵愲扦㔸㈹㡡敦㘸扢ㅣ㈹晡ㄶ㐹㝣攴晦捦㙣㝣㘷㌶扥㌷ㅡ㜹㍦愰搱㍥ㄴ晤㠸捡ㅣ㈵㤹愲㥦捣晥ㄲ㔲戴㠸㠸㠵㌰昲昵㐷㍡㐵㑦搹㈸㔲㌸戲ぢ㐵愷㤰ㄴ㤹㘱挲扣㘱㔶㡡戲㠱ㄱ㡡㥥戰㔲ㄴ摦㡡㕡ㅤ㈹昲㈰㠹㡦㝣捥㉥㤱㐶㡥搹搰㡣㐶ㅥ㘷㤲戴て㐵㥤㔰搹㠹愲㕣戳扦㡣ㄴ㕤㠶攵搲昸㝤愸㡡㤳㔲㜴㡡ㅥ戶㔱挴㜹㈴㐲搱ㄸ㤲㜲〰㍣搹㡡捡慤ㄴ㜵㐵慦㔰昴愰㈳㐵摢ㅣ㈹敡㠶㈴㍥昲て㌲ㅢ㥣摣㈱㍤㠷ㄸ㡤扣㐳搱㘸ㅦ㡡㌸㈳挴㠹㈲㑥ㄲ㤱晥挹愴㠸㕦㔴慡昱㙢㔰搵ㄱ攸搷㈹扡搷㐶搱㤱㠸〹㐵㔳㐹捡搱昰㠴愲㘹㔶㡡㝡愰㔷㈸摡攴㐸搱㕤㡥ㄴ㜱昶〵ㅦ昹㥣㠱㈱㡤〲戳搱换㘸攴ㅤ㡢㐶晢㔰挴㌹ㅡ㑥ㄴ昵㌱晢捦㈱㐵搷㘲戹戴㙢㘰ㄴ㈷㙥攸ㄴ㙤戴㔱搴て㌱愱攸㝣㤲㈲昳㈲㤸攷户㔲挴㜹ㄱ㐲搱㑤㡥ㄴ慤㜷愴㘸〰㤲昸挸㉦㌲ㅢ㥣〰㈱㍤挵㐶㈳㙦㄰ㅡ敤㐳搱㘰㔴㜶愲㠸ㄳ㈹愴扦㡥ㄴ慤挱攲㘸慢㘱㔴〹晡㜵㡡慥户㔱挴搹て㐲㔱㠸愴挸㑣〵收搵㕢㈹ㅡ〶㡣㔰㜴㡤㈳㐵㉢ㅣ㈹攲っ〵㍥昲㠷㥢つ㑥㐹㤰㥥ㄱ㐶㈳㡦㌳ㄲ摡㠷㈲捥㘳㜰愲愸捣散㡦㤱愲つ㔸ㅣ敤㈶ㄸ㌵ち晤㍡㐵㤷摢㈸攲㝣〴愱愸㤹愴㤴挳㤳ㅤ慤挵㑡搱㌸昴ち㐵㤷㍡㔲戴搴㤱愲昱㐸攲㈳㥦昳〶愴挱㐹〲搲攰㐴〱㍥昲㈶愳搱㍥ㄴ㑤㐱㘵㈷㡡㌸搹㐰晡ㄷ㤲愲摢戱㄰摡㙤㌰㙡㉡晡㜵㡡㉥戴㔱㌴つ㌱愱㘸㈹㐹㤱㑦昳㤹㜷㠹㤵㈲㝥㥡㉦ㄴ捤㜷愴愸搹㤱㈲㝥㡡捦㐷㍥㍦挹㤷挶㌹㘶攳㕣愳㤱挷㑦敤摢㠷愲㉡㔴㜶愲㠸ㅦ晦㑢晦㜲㔲戴ㄹ换愵㙤㠲㔱㥣〰愰㔳㌴挷㐶ㄱ㍦戳ㄷ㡡㔶㤰ㄴ晤昳㜵攴慤戴㔲挴捦搷㠵愲〶㉢㐵昱昳愲㤰㈳㐵㜵㐸攲㈳㍦㘸㌶昸㐱扡昴捣㌶ㅡ㜹㈱㌴摡㠷㈲㝥晡敥㐴ㄱ㍦㤰㤷晥搵愴㠸㕦㌹慡摤て愳ㅡ搱㉦扢捦㍡昴㥢㡦晣㌹攸挵㝦摣㐶㠷摥捥ㅤ㔴㌳㥣〲晡捦搱散愲㜹ㅥ㐶㥤て〶昶攰㝢㐶㙤扦改㔶㘵〴㙣扦ㄵ戸〰㤵㘴扣㕢慣攳㕤㠸㕥晣挷晤㙢晡㜸㑢攱ㄴ搰㑦ㅡ敦㑣户昱捥㌰〲戶摦摢㕢㠶㑡昶昱㉥㐷㉦晥㘳㌳搱挷㕢〱愷挰㘱扣ち户昱愶ㄸ〱摢㙦搶㕤㠷㑡㜶㍥慦㐷㉦晥㠳㜸㝤扣昵㜰ちㅣ挶ㅢ攷㌶摥㔸㈳㘰晢攵户㥢㔱挹扥㝥ㅢ搱㡢晦戸挹㑢ㅦ敦㉥㌸〵づ攳㤵戹㡤㔷㙡〴㙣扦㥦㜶て㉡搹挷攳挷ㄹ昸㡦扢慢昴昱戶挱㈹㜰ㄸ㙦㤸摢㜸愷ㄸ〱摢㙦㤰㍤㠴㑡㜶㍥昹搹〰晥攳㥥㈹㝤扣㔶㌸〵づ攳つ㜱ㅢ㙦戰ㄱ戰晤㤲搷㑥㔴戲慦ㅦ㉦戴攳㍦戶㝡㝤扣㕤㜰ちㅣ挶㍢挱㙤扣㐲㈳㘰晢㌵慣ㄷ㔱挹㍥摥㑢攸挵㝦摣㠲愴㡦昷ㅡ㥣〲㠷昱晡戸㡤搷摢〸搸㝥㔱敡つ㔴戲㡦昷㈶㝡昱ㅦ昷晥攸攳扤て愷挰㘱扣ㅥ㙥攳昹㡣㠰敤㔷㤹㍥㐴㈵晢㜸ㅦ愱ㄷ晦㜱㐷㡦㍥摥㕥㌸〵づ攳㜵㜷ㅢ敦㌰㈳㘰晢㘵愳慦㔰㐹挶㑢㌸㥥㝤㡤㕥晣挷慤㌴晡㜸㍦挰㈹㜰ㄸ慦慢摢㜸〷ㅡ〱摢敦〳挹ㄵ㍥㔶㑡㌸㥥昱㑡㥦㡣户㔷ㅦ㡦ㄷ挶㥣挶换㜵ㅢ慦㤳ㄱ戰晤挶㑥㉥㉡搹搷㡦㤷捤㘴扣㙦昴昱㜸㤵挹㘹扣㙣户昱戲㡣㠰敤㤷㙡づ㜵ㅣ㡦搷愰㘴扣㥦昴昱㜸挹挶㘹扣㥦晥攷昲晡昰愳ㄱ戰晤摥㡢㕣挸戱昱挹ぢ㍡㌲㕥㌶㈶慦攰昵愸扦换㜸摦戸㡤昷㕦㈳㘰晢捤ㄴ戹㉡挲昱ㄲ戶ㄷ㕥ㅤ㤱昱㜲昵昱㑡㕣挶摢敢㌶摥攷㐶挰昶换㈳㜲㠹挱戶㝥扣搴㈰攳㜵搵挷攳㍢㜳㈷㍥㍦㜲ㅢ敦㐳㈳㘰晢昵づ㜹扦㙥ㅢ㡦敦摢㘵扣敥晡㜸㝣㥢敢㌴摥扢㙥攳扤㘳〴㙣扦㠰㈱㙦㝥㙤攳昱㑤戰㡣搷㐳ㅦ㡦敦ㄹ㥤挶摢攳㌶摥敢㐶挰昶㉢ㄲ昲㑥搲㌶ㅥ摦㔱捡㜸㝤昴昱昸〶捣㘹扣㔷摣挶摢㙤〴㙣扦挴㄰㐲㈵晢昱㡣㙦捦㘴扣ㄳ昴昱昸㙥挶㘹扣攷摤挶摢㘵〴㙣扦㘶搰散㌸ㅥ摦敢挸㜸㐳昴昱昸搶挰㘹扣㍦戹㡤昷㤴ㄱ戰晤㈲㠰扣㘱戰昱挹㌷づ㌲摥㌰㝤㍣㥥㘷㍢㡤昷戸摢㜸㝦㌴〲戶㙦搵㤷戳㙦㡥㤷戰晦昱㉣㕣挶㉢搳挷㕢敤㌲摥㐳㙥攳㙤㌷〲挹摦㑤㥦㙦づ㤳捤㌳摢扥敥摦㠲慥㝦㠹㈶㘶散〵愲昲㕤戱㜹㔸挶散㕡捥㌱散㔴换㠹㝣〱昹㈶㑦昹晡昱㤰㑣搰换挵昷㘹㐶㘶〷㈲攳昱敤戰昸ㄶ捤捡愰昱ぢ摥攵昸搶㔸㝥摢愱昹㍤㡥㥡㜸㥣ㅤ敡愹㥤ㄴ挱ㄷ㍢㜶慣㉤㡦攲㍢㘸㙢㜲昰㝢敦戱㔸㈰搲昰㙢㤸攵㡡敢愵㔹㤸㝢㡣㠷晥㌵㥢㡥戳ㄵ㌹つ㌱昹㝢ㅦ㉤㕦戴扢㥦て昳㡢㤶㌳昹㌵㥣㍦㙦㡥慢㑣慦捥㔴扦㠷慥昲戱搸㈷〳て㤳㜹㝣昸㙡㑦晣ㄶ㉤戶ㄲ慦㤲攵㔵㤸ㄸ㈸㔸㌱ㄹ昹收换戲攲㍢ぢ㙡㙥ㄴ摡攲㔸㘸㤲㙢㈱挵㜷ち㤶晣晢ㅣ昳㉢摣昳㜹收㙦挹扦挷㌱㝦㥡㝢晥㐳㠹昹㜷㍢收㥦攱㥥捦㌳㜳换昸㜷㌸收㥦敤㥥捦㌳㙤㑢晥慤㡥昹攷戹攷昳捣搹㤲㝦戳㘳扥摦㍤㥦㘷挲㤶晣ㅢㅤ昳㙢摣昳昷㈴收慦㜵捣㥦改㥥捦㌳㔵换昸㌷㌸收捦㜲捦攷㤹愷㈵晦㍡挷晣㝡昷㝣㥥㐹㕡昲㔷㍡收㌷扡攷昳捣搰㤲㝦戵㘳㝥搴㍤㥦㘷㝡㤶晣㉢ㅤ昳攷扡攷昳捣捤㤲扦捣㌱扦挵㍤㥦㘷㘲㤶晣㑢ㅣ昳ㄷ戸攷昳捣捡㤲扦搸㌱晦㘲昷㝣㥥㈹㔹昲㉦㜶捣㕦散㥥捦㌳ㅦ㑢晥〲挷晣㑢摣昳㜹㈶㘳挹㙦㜱捣㕦收㥥捦㌳ㄳ㑢晥㕣挷晣㉢摤昳㜹愶㘱挹㡦㍡收㕦敤㥥捦㌳〷㑢㝥愳㘳晥㑡昷㝣㥥〹㔸昲敢ㅤ昳慦㜳捤捦收㙢㐴摡㉦㔶㍣挳晢㤹昷㌶慣挲㌸㡡慦㈳ㅣ㔰扢㠱ㅥ㕦ㄵ挴㕢㑤㡦挷㜸昱搶搰攳ㄱ㕢扣戵昴㜸晣ㄵ㙦ㅤ㍤ㅥ㑤挵㕢㑦㡦挷㐶昱㙥愴挷㈳㥤㜸㌷搱攳㜱㑢扣つ昴㜸ㄴㄲ敦㘶㝡㍣愶㠸户㤱ㅥ㡦㄰攲摤㐲㡦晢扢㜸户搲攳摥㉢摥㙤昴戸㉦㡡㜷㍢㍤敥㔹攲摤㐱㡦晢㠹㜸㜷搲攳㔶㉦摥㕤昴戸つ㡢㜷㌷㍤㙥㤱攲㙤愲挷敤㑢扣捤昴戸戵㠸㜷て㍤㙡㉦摥扤昴愸愴㜸扦愳㈷愴㐲㤳㠴戳㐴㈵攴戲搷㝣㤱㐷㍢㐳〹挹戶㕥㈱㥢扤收〹愰㘰㠵㜴ㅢ㔶挸户昵㡡〸戶ち㈲㠶つ㉢愲搸㝡㐵ㅣ㕢慦㠸㘴敢ㄵ戱搸㥢戰扣㈲㥡つ㉢攲搹戰㈲愲慤㔷挴戴㔵㄰㔱㙤㔸ㄱ搷㠶ㄵ㤱㙤扤㈲戶慤㔷㐴户昵㡡昸戶㕥搹〸㙣扤戲㌱搸㝡㘵愳㘰慦㤵㥤㑥晦て搳っ戶敡"]
[null,null,null,null,null,"Decisioneering:7.0.0.0"]
[null,null,null,null,null,"CB_Block_7.0.0.0:2"]
[null,null,null,null,null,"㜸〱捤㝤〹㝣ㄳ㘵晡㝦摦搲㠶㑥㈸戴〸捡攱ㄵ愴㠲ち㈲愷㠲㠸㐸㕢㉥戹ち攵昰挲ㅡ摡㠴〶搲愶㈶㈹㠷㈷愷㈸愲愲㜸㜰㈹摥〷敡攲㠱挲敡扡ㄶ㐱搷ㄵ㕣昱搸搵ㄵ㕤㉦㕣ㄵ㉦㔶扣㔶㕣昹㝦扦捦捣㠴㐹㘶㈶捤捦扦晤㝣っ攴改晢扣捦昷㜹摥㤹敦㜷㘶㌲㤹扣㤳㘴愹慣慣慣〳㜸昰㉦ㅦ㌹㙣ㅣ㔱㍥㌷ㄶて搴昴㈸㠹㠴挳㠱捡㜸㈸㔲ㅢ敢㌱㈴ㅡ昵捦ㅤㅤ㡡挵㥢〱攰愹〸㈱ㅥ换慤㠸㠵㉥ち攴㔵捣ち㐴㘳〰攵㘶㘵攵攵㘹搹㠸㜷㌰㥥㠵愶愳㌱㑢换愱〱㉡㑢昳搰㌴愷挹愳搱㘸扣㌴㉤㘸昲㘹㕡搲戴愲㈹愰㈹愴㘹㑤㜳〸㑤ㅢ㥡戶㌴㠷搲ㅣ㐶搳㡥愶㍤つ挷搷㍡搲ㅣづ㤳㝦〴㑣㜹㐹昱戸㘹㌳戰㌶攵昱㐸㌴搰摤㌷㔹㕦收㐱愷昴攸搳愳㔷捦㥥㈷昷攸搹摤㔷㔲ㅦ㡥搷㐷〳㠳㙡〳昵昱愸㍦摣摤㔷㔶㍦㉤ㅣ慡ㅣㄵ㤸㍢㌱㌲㌳㔰㍢㈸㌰慤㘷㥦㘹晥扥晤㝢昵敤搷㉦㌸㘰㐰晦晣㈳㔱㜸㑣㐹㜱㔹㌴㄰㡣晤㐶㈵㡦㘲挹㜱㈵挵㍤挶〶攲扦㔱挹愳㔱㜲㙣㐹㜱㘹愴挶ㅦ慡晤㙤㙡收㔲捦㍥愵㠱捡㄰㠵て〴愲愱摡改㍤戰搰㐹㈴挳㍢愵挷㌰戰㕤改㡦挵㑢〲攱昰㠴㐰㤰㥡攷搷㤰戰㐰㌴㔰㕢ㄹ㠸戵慡ㄹ㍡愷㌲㄰㌶挲戱扣㥡挹晥攸㔸㝦㑤㈰㠷㡤㠲ㅡ㕤戳㤱㔵㠱摡㜸㈸㍥户㘵捤愴㔸㘰㠲扦㜶㝡㠰㤰摣㥡攱昵愱慡㥣ㅣ㤵㤳㤳搵慣慢搳挲㠸㌰㍤㠶㐵㉢㑢慡晤搱戸㜸㤴慣㤷ㄳ搶戲㜵挸㠲㈷㉤ㄶ户㈰㕦㑡ㄶ㐵㉡て搵㡣ち㐴㙢〳㘱づ㐲改扡愵㠰㠴ㄳ㥤昹〴㌹收摡㔰ㄷ搵挲搸搷戸㉡ㅣ㐵昳搱㜴㠲昱ㅣ〳搳慥慣搸㔷㕦㕢ㄵ〸㠶㙡〳㔵㈷晡㈶㑣敡攵㉢㈹ㅦ敤敢愷㜵㈶慣〸㐶攵散挲晥㙢㉤挳㝤㈸扢挲㥦㕤㌱㉤扢愲㌲扢愲㉡扢㈲㤰㕤ㄱ捣慥㤸㥥㕤㔱㥤㕤ㄱ捡慥㤸㤱㕤㌱ㄳㄸ昳㤱搷扣㜹戶昱㜸㙢昲戳㝦晡搳㔱㘷㡣扢㝤㐹晦㜷晤ㅦ㌷扢㔷㜱㤷㤵㝤户ぢㅡ㕡㔷ㄸ捦㜱㌰㠷㘱敢昴ㄵ〷㙡戱㕣昱㠳㑢搵㕢㍢㥥愸ㄳ㘰㤴晡㍢㤶㡡㑢搶㜷摥搸收㤵昳〶㤷慥㝡晡戲㘹摢昷晦㌲㕢昱〰㈰㈵扢ㄳ㝣㈲㡣愷〷㡣㙤㑤晢捡㥡昶搲㑥㈲慣㈷㡣㔲慦ㄸ㌵敦㔹戸敦愷戱㠷慥ㅢ戹㘱昸捦㕤㐷摦搲㍤㑦昱㜸㈲㌵㝢ㄳ摣〷挶搳ㄷ㈶㜵㌱捤㤲晤㠸㍡ㄹ㐶愹扦ㅡ㈵㈳㝤扢㌴扢㜳搳㈵挳慥晥昰换つ㡢㕡㑦㕤愷戸愵㑡挹晥〴て㠰昱㥣ち㘳㕢捣㍥戲㤸㝤戴㠱㠴㥤〶愳搴㔶愳收㤸慤㡢㜷慦摣搷晥捣つ㙤扦㙦晤昲挷㉢搶㉢ㅥ散愴收改〴て㠶昱㥣〱㤳扡㤸扤㡤㌵ㅦ㐲㔴㌱㡣㔲捦ㄸ㈵㙦捦㕥摦㙥昲㠸愹㈵㙢扦㔹㍦昸愶摣扦㕤愱㜸攸㤴㤲愵〴て㠵昱っ㠳戱㉤愶㕥戳㡦㌶㥣戰ㄱ㌰㑡㙤㌲㙡晥㙢㘱㤷愹昵㤷戴ㅢ㜲搳搱㘳㝥愸㕤晡搱摦ㄵ㡦挴㔲昳㑣㠲㐷挱㜸㐶挳搸㙡敡慢摥㑢ㅢ㐳搸㔸ㄸ愵ㅥ㌵㙡㝥扤敡摤㤶㜳ㅦ㔹㌴晣改愹㠷昶㝣㝤摡晣㉦ㄵ㌷㑡愹㔹㐶昰㜸ㄸ捦〴㤸搴㔵㍦㔹㔶扤慦㔶㑥搴㐴ㄸ愵ㅥ㌴㑡㙡戳㝤㉢㜲摦晣戲㜸搹昵㍢戳扥晣愴㑤戱攲换㠴㤴㥣㑣昰ㄴㄸ捦㔹㌰㉥㡢搹㕢㍢㥢戰㜳㘰㤴扡挷愸戹㜸挱愳晢㍢敤㝡㘲搸㥡愱挷㕣㕤晥挸㔹㉦㉡扥敡㐸捤昳〸㥥ち攳㌹ㅦ挶㔶㔳摦つ晢㙡ㄵ㠴㕤〰愳搴㍡愳收㑤敤㤶㍣㤴户昱㠵攲搵挱㕢慦捡㝢㙤换㥤㡡㉦㘲㔲㜳ㅡ挱㤵㌰㥥㉡㤸搴㔵㍦挵㔰㍤㐰㔴㄰㐶愹㔵㐶挹つ㝤㥦扢攸㤱㈳慦ㅦ戳敥搲搳㜳㙥㝥慥㘳愵攲㑢愲㤴慣㈶㌸〴攳㤹〱攳戲㤸扤㌵敥敥㕡ㄸ㐶愹ㄵ㐶捤㍤挳㠷ㅣ㜸敦挵㈷㐶㍦㜶搷〳〳㌷敥改攵㔳㝣㠵㤵㥡戵〴㐷㘰㍣㜵㌰戶㥡扡敡㝤戵ぢ〹㡢挲㈸㜵㡤㔱㜳攷㤰戱慦ㄶ㜹〲愵搷㉦㕥㌵㜴攷㈱ぢ㉦㔲㝣挱㤶㥡㜱㠲敢㘱㍣戳㘰㔲㔷㕤摦㉦晢㘸戳㠹㥡〳愳搴ㄲ愳㘴㜰摦㍢㈳㜷㉣摦㌹昶愱敦㔷つ㜸改收收愳ㄵ㕦晥愵攴㐵〴㕦っ攳戹〴㈶戵愴戹㤴㤷ㄲ㜵ㄹ㡣㔲昳㡤㤲ㄷ㥦㝣㐵敤挶㡥㑦ㄶ㉦慤㕢扤㜰挲㙤慤换ㄵ㑦㈶愴攴㍣㠲攷挳㜸ㄶ挰愴㤶散㈷〲昵搶ㄶㄲ戵〸㐶愹㡢㡤㤲㌷㝣戸㜶搵扤㤳摡づ㕦晥摣戹㑢㝤攷扦㌹㑡昱搴㐴㑡㕥㐱昰ㄲㄸ捦㤵㌰㌶㌲昵敤愸㡦㜶ㄵ㘱㑢㘱㤴慡㌷㙡扥搰㜹昵㥣扡戱㠷ㄵ慦㉦㍢敡摣㘶㠷㡦㍡㐹昱㑣㐷㙡㉥㈳昸ㅡㄸ捦戵㌰愹㡢搹摦㔸捣敢㠸㕡づ愳㔴挴㈸昹㘶㤷昳㘳㡢摢㙦ㅤ㜷挵㤶昷㙢扥ㅦ扣扤愵攲㜹㤳㤴扣㠱攰ㄵ㌰㥥ㅢ㘱㙣㡢㘹ㅥ㤱㙥㈲散㘶ㄸ愵㐲㐶捤〳搷扤晤捦㈷收㔶づ扤愳晥昶戲扥㤱慦〶㈹㥥㠶㐹捤㤵〴慦㠲昱慣㠶㜱㕥捣㕥摡ㅡ愲搶挲㈸㔵㘹㤴㉣㝤昲愸㕢晡摤㝦㐸改慤晦搹戳戵攵戸㈳捥㔲敤ㄱ㤶㤲户ㄱ扣づ挶㜳㍢㡣㙤㌱㜵搱晢㘹㜷㄰㜶㈷㡣㔲㔳㡤㥡攷㜶㙤晥敤扦ㅦ㥥㍦敡慥㡦敥搹㌰昵捤㘹㕥挵㜳㐴愹㜹㌷挱昷挰㜸敥㠵㐹㕤㑣㝤捤晢㙡昷ㄱ㜵㍦㡣㔲㔳㡣㤲ㅦ㑤㝦敦㑦攳晡㝤㌰㘲昱愴扦㠷摢㤶㘶扤慥㍡㈲㉣㈵搷ㄳ晣㈰㡣攷㈱ㄸ攷㤲㝤戴㠷㠹晡〳㡣㔲攳㡤㤲㥢攷敦戹㜹攳收扢㠶㉣晤昲收㥡户收扦扦㔵昱晣㔵㑡㍥㐲昰愳㌰㥥挷㘰㙣㙢慥㉦㘶㍦敤㜱挲㌶挲㈸㌵捡愸㜹搹扥敦㔷搵㌵扦戱㜸搹㙤晢敦㠹扣ㄶ㍢㤰晦㈴挲攳㡤搳㡥搲愸㝦㌶捥摤づ㥥ㄵ昶敥搱㤳晦ㅡ㍦ㄹ挶戹㜰戰㕦昰㤴㘰慦㕥㔵晤㝡晡晢昸㜳㝤㈸㥢改㔹ㄸ㜷㡦晣攰㤴㔰㙤㔵㘴戶㥣㤶攵〷㠷㠵挲昱㐰㔴㥣㠲㈰晥攸愷㤶攲户っづ㥤㠳ㄳ昲㑡晤っ慥㙤戰㈴㄰㡤攳㔴㌶㍥昷攰㘹摤ㄱ挵晥㔸攰愰摢捤愸㕤ㅣ挱挹㔳散㜰攷㘰㜹摣ㅦて㜴㑣㡤ㅤ㉣㘲㑢㉢挷㜹㙥㈰㈶㡢㜴㔴㙡摡㘴㝦戸㍥㌰㘴㑥㐸てㅦ㤹ㄲ挶ㄹ㙦㘴㥡㝢㜴㔸㌴㜰㘱㈲㙡㕢愲㈱㜸ぢ㌶㑢㙡摢搶㔲て改换攵㉢愹㡥挴〲戵戲㜸摤㙡捡㐲㤵㌳〳搱昲〰摦挰〵慡㘴㔵て㘵挸㌸敤敥㌶慥ㄶ㉢㡡ㄳ改慡㘳慣扤㈴㍡㠰搳捤㉡㉣㙦ㅤ㔸㥥㍢搱㍦㉤ㅣ㌸㉣〹愲㡦㠹㐰㠷愴敥㘱㤱捡晡㔸㐹愴㌶ㅥ㡤㠴㤳㈳㐳慡㘶昹㜱慡㕦㌵㈶㔲ㄵ挸㤱㐷㤶㙥㔵㔶戳㘶㑡㘵ㅤ攷㜴捥捣摡㌱㥥㔵㕢㌶ㄲ㥥扢愷〷㕢㌶㈲㠲ㅤ捦挶ㄳ㤵搱戰㙣㘴挴ㅦ㥦㜶㐹慣ㅢ㈱搱㍤搳愲ㅤ㌶㔲㈶戵㑦摥昱㝡㑣㠰㍥搰㈱ㅣ攰㕥㤹㕤攴㕥昲攰㜶搹挸㤲㕡㔴攱晢㜵愲搳㤰㈶㘵ㄳ摢㕥搳㠲戳戳摢ㄸ㙢㍦㜴ㄶ摥搰㡤昰搷㔶㠵〳搱戴㔷ㅢㄴ㤷㐸摢㐴戳㤹收㡦㌴㑦搱㍣つ㤳㕢㡡㘳㥣㉢愳㌹㐰愸㌹㙡㙥敥散㔰㔵扣摡㔳ㅤ〸㑤慦㡥愳て㔷㈹昲昲㐸户敤愱㍤㠳㉥敤捦㌴捦挲㜸扤㔹㥥〶晣捤昲㜸昱挸捡攵扢戲晦晢㝢挷㙣㘴㘹昲㔶ㄵㄷㄲ㘲戹㌵㜸㐷ㅣ㙢搶捣㘹慤㐷昸㘳搵㜱敥㜰改㠳慣户㠵收㌹㤸晣慤㌰㘳㐶〴挲搸㕤㝦愳㙢㄰戹㥤㔱戲搱㜷扢㍣て㍢慣愶㝣㙥㙤㘵㜵㌴㔲㡢敢㐰愵晥戸㝦㐸㈵摥搲挷㤴摦㔳㌳㍡㔲㔲ㅦ昷搴㡣〸攱㑦㝥捤㠴㐰㕤挰ㅦ㉦挱搱㌸摥戲㘶㌴㉥〷挸攱㜲㘴搵㥣摣ㅡ晤㥤㝣㘹㈰㔶愹昱㉤晦㐸ㅣ㝤收㜸搰挲攱㌴扦㠶挷㤳挰㥣㌸㑢㌷慦㈹昳攳㤲㐱㕣〳愸㥢㘴改㉤㘶戶㤴㍥㌳摢㙢㜸愸㔰㈸㑤㑢㤵ㄶ搲愱㔷捡攲〶㠲ㄷ㑡扣挲收ㄸ㌶㜵㐷㤹ㄴて㠵㘳㍤っ㜶㝢㤴㐶㜰㍤㈸㈰㔷挲挸扡挷㠳敤挸㤳㔶慢搴晤㤹搷っ挶㔵㑥搳换㘲㔱㠶㐷㈳昵㜵㐷愱搶㙦㔵㠷戵戲戴㙤㌰敢晥戳㝥攰戱户㙥㌸㘰晣扤ㅣ㝢㡡㍣㍣捦㈳㘸㍢㝦㌰㉦㉢㌴㈰㐸ㄸ晥挸㐳晢ぢ晥㜸㌵收㘸つ㌰昶㔸㙥ㄱ扡ㅤて戴㉥㤷㍤㜲㠱捦慦〱ぢㄳ愳〱戹㡥㤳㈷捥摣扡㐰换㥡㈹㤱攸捣㘹㤱挸㑣㙥ㄴ慤挴㡢㔵〷〲㜱㕥ㅣ㘹㘱㕣ぢ㘲㕢㈹搵慣㔹搲㈵て换㔵㤴愳㔱摦戳ㅤ愶攵㤰㜰搸㘷㔶㡣㜹㜶愰慢ㄹ㕥㔰㍣㉦愳搱㙤㜴㐹㐹挵㤸㐰㔵愸扥㘶㑣〴㔷〴㝤㍤㑦㌹戱㘷扦ㄳ㝢昷散搵摢㔷㈷㔷晤晣扣敥搹㘳㑥㌸㔶愳㝡㘳慤㜹㈹㈳㌸㘴攰ㄷ㕦㉦摢㍤㙥晥扥慢晦㌵㉦ㄲ摢慢㝡ㄹ〱摢㘵㤳㉥ㄸ挲㠷愷戶㤳收㔵㥡搷㘸㕥愷㜹〳㐶㜵㐳㉡㡦㕥㘸㈷㍦戴㝦挰搷摥愴㜹ぢ〶挷ㅤ㈱㕥㍦〴愹慥攸攲㘱㐸㝢㥢㘶ㄷ㡣攲㌵ㄷ敥戱㔹摡㍢㌰慥戲扦㡢㘰敡㤹愸慥㝡㙦扢戲敦〱散搵㤸攲ㄲ㔳㈷㈰㐶攵㌵㌲慤㤱㕢㡤扣慡㡥〶㈵㌶慥㍡ㄸ〱摢昵愰敥㐸昳㌱晦㔳㥡捦㘸昶搰㝣㑥昳〵㡣㙡攳捡搵㔷挴㝣㑤戳ㄷ㈶㠵慢ㄳ搱㈵㕣㝤㐳挰㍥ㄸ㜵ㄲ㡣捥搵户㘸戹㜲昵ㅤ㠲戶㕤挴扣㜸搴㠰㈰ㄶ㈸愱㥣昶〳㍡扣ㅡ㜳散㘴㐹㑣昵㐴捣㠹慣㙣㠳ㄳㅢ㔹捡〸搸㉥㜴昵㐶㈵ㅦ㐷捡㔲㌰㍣㙡㘹搹㌴捤㘸㜸昱㕥敤晦挵㙤挳昲㄰搳㥣㈶て㈶㠵慣㍥㈸摡㠹㠵扤〴戴㠰㔱晤攰敡㘴攵挳㜵㈵慢㈵㠲愹ㅢ㤶㉢㔷〵〰㝢㌵愶搸戹㤲㤸㍡ㄹ愳㍡㜱戵〷敢攵戸ㄳ㝥㘶〴㙣㔷昰晡愳㤲て㑦慤㍤㠷敢㐰搳㤱收㜰㥡㈳㘰搴㐷慥㕣ㅤ㐵捣搱㌴㍥㤸ㄴ慥〶愰㘸㈷ㄶ㍥㠶㠰捥㌰㙡㈰㕣㥤慢㈲戸慥㕣ㅤ㡢愰㙤挳搲摦戵昶戱ㄳ搲ㄵ㘸慦挶ㅣ㤷㤸㍡つ挳㍡㤱昵㥡ㅢ㔹慦ㅡ〱摢愵挹搳㔱挹㠷愷搶㤳挳昵愲改㑤搳㠷愶㉦㡣摡敥㑡搶挹挴㥣㐲搳ㅦ㈶㠵慣挱㈸摡㠹㠵㑦㈵㘰㈰㡣ㅡ〲㔷㈷敢㌴戸慥㘴つ㐲㌰㜵挳㌲㉦㐴㌴愰㐴搲㑥㌸ㄸ㘰慦挶ㄴ㍢㔷ㄲ㔳挵㐸㜱攲敡㈹㌷慥晥㘸〴㙣搷㕣㑢㔱挹㠷愷㌶㠲挳㡤愴㌹㤳㘶ㄴ捤㘸ㄸ昵戸㉢㔷㘳㠹ㄹ㐷㔳〶㤳挲搵㔰ㄴ敤挴挲ㄳ〸㈸㠷㔱挳攱敡㕣㑤㠴敢捡搵㈴〴㙤ㅢ㤶㑥㤶挳㠶㌵〵㘸慦挶ㅣ㍢㔹ㄲ㔳㈳㌰慣ㄳ㔹㜷扡㤱㜵㠷ㄱ戰㕤㑣㍥ㄳ㤵㝣㜸㙡ㄷ㜰㌸㍦捤㌴㥡㑡㥡㉡ㄸ戵挶㤵慣㈰㌱搳㘹慡㘱㔲挸ㅡ㠵愲㥤㔸㜸〶〱㌳㘱搴ㄸ戸㍡㔹㘱戸慥㘴搵㈰㘸㈳㑢摦ぢ㝢搹〹㠹〰敤搵㤸攳ㄲ㔳㘳㌱慣ㄳ㔹㑢摤挸扡捡〸搸慥㤲㤷愱㤲て㑦㙤づ㠷㥢㑢㜳ㄱ捤挵㌴㤷挰愸㠵慥㘴㕤㐶捣攵㌴昳㘰㔲挸ㅡ㡦愲㥤㔸㜸〱〱ぢ㘱㔴㌹㕣㥤慣㐵㜰㕤挹㕡㡣㘰敡㕥㘸㕥愵㙦㐰㠹愴扤㜰〹挰㕥㡤㈹㜶慥㈴愶㈶㈲挵㠹慢愸ㅢ㔷ㄷㅡ〱摢攵晦挹愸攴挳㔳㕢捥攱慥愷戹㠱㘶〵捤㡤㌰㙡愶㉢㔷㌷ㄳ㜳ぢ捤㑡㤸ㄴ慥愶愰㘸㈷ㄶ㕥㑤挰ㅡㄸ㜵㌶㕣㥤慢戵㜰㕤戹扡ㄵ㐱㤷つ换攱㈴㙢ㅤ搰㕥㡤㌹㜶戲㈴愶捥挱戰㑥㘴㥤攳㐶搶搹㐶挰昶戹挶㜹愸攴挳㔳扢㥦挳㍤㐰戳㥥收㐱㥡㠷㘰㔴戹㉢㔹㝦㈰㘶〳捤㈳㌰㈹㘴㑤㐵搱㑥㉣晣ㄸ〱㡦挳愸ち戸㍡㔹ㅢ攱扡㤲昵〴㠲㌶戲捣捦㔵ㅡ㔰㈳㘹换摡〴戴㔷㘳㡥㥤㉣㠹愹ぢ㤰攲㐴㔶戱ㅢ㔹㐳㡣㠰敤〳㥢㘹愸攴挳㔳㙢攰㜰㕢㘸㥥愳搹㑡戳つ㐶つ㜴㈵敢〵㘲晥㐲昳㈲㑣ち㔹㤵㈸摡㠹㠵㕦㈲㘰㍢㡣ち挰搵挹摡〱搷㤵慣㤷ㄱ㑣摤ぢ捤て㡣ㅡ㔰㈲㠹慢㔷〰昶㙡㑣戱㜳㈵㌱挵㡦㤷㥣戸㍡挱㡤慢攳㡤㠰敤㤳愸㙡㔴昲攱愹扤挵攱晥㐹昳㌶捤㉥㥡㜷㘰㔴㘷㔷慥晥㐵捣㝢㌴敦挳愴㜰挵て戵㍡戱昰㠷〴㝣〴愳㘶挲搵戹摡つ搷㤵慢㡦ㄱ㜴搹戰ㅣ昶挲㑦㠰昶㙡捣戱㤳㈵㌱ㄵ挶戰㑥㘴ㅤ攲㐶㔶㙢㈳㘰晢㠸慤ㄶ㤵㝣㜸㙡㝢㌹摣㝦㘸扥愱搹㐷昳㉤㡣㙡攱㑡搶昷挴晣㐰昳㈳㑣ち㔹ㄱㄴ敤挴挲㍦ㄱ戰ㅦ㐶㕤〸㔷㈷敢㘷戸慥㘴晤て㐱ㅢ㔹收㠷㘷つ愸㤱戴㘵ㅤ〰摡慢㌱挷㑥㤶挴㔴ㄴ㈹㑥㘴晤昴㍦㤷搳昷晦ㅡ〱摢㘷㠷扣㔴攷挳㔳换换㠶攱扣㈲捤㑢搳㠲㈶ㅦ㐶敤㐳慡昳㝢攸㔶挴ㄴ搰㜰ち㔲ち㔹昵㈸摡㠹㠵て㈱愰つ㡣㥡つ㔷㈷慢㉤㕣㔷戲づ㐵㌰㜵㉦㌴㍦扢㙣㐰㠹㈴慥摡〱散搵㤸㘲攷㑡㘲㙡づ㔲㥣戸晡搰㡤慢て捣㐰敡㠷愲ㄷ愱㤲て㑦捤挷攱㍡搱ㅣ㐳搳㤹愶〸㐶敤㜲攵慡ぢ㌱㕤㘹㡥㠳㐹攱敡㘲ㄴㄵ慥㑥㈰愰ㅢ㡣扡ㄴ㕤㍡㔷摤攱扡㜲㜵㈲㠲愹㕣戹㙥㔷㈷〱散搵㤸㘲攷㑡㘲敡㌲㡣敡挴搵㑢㈶㈵愹搷㘶晥㙡〴㙣㥦昶捥㐳㈵ㅦ㥥㕡㝦づ㌷㠰收㔴㥡㠱㌴愷挱愸慤慥㕣㥤㑥捣㘰㥡㌳㘰㔲戸㥡㡦愲挲㔵㌱〱㈵㌰㙡㈱扡㜴慥㑡攱扡㜲㌵ㄴ挱㔴慥捣㑦㥢ㅢ㔰㈲㘹扢ㅡづ戰㔷㘳㡡㥤㉢㠹愹㐵㐸㜱攲敡㌱㌷慥ㅥ㌵〲戶㡦戱昹改戵て㑦慤㡣挳㡤愷㤹㐰㔳㑥㌳ㄱ㐶㍤攸捡搵㘴㘲愶搰㥣〵㤳挲搵ㄲㄴㄵ慥捥㈱攰㕣ㄸ挵㡦挰㜵慥捥㠳敢捡搵㔴〴㙤〷㉣昳㘳昴〶搴㐸㈲慢〲㘸慦挶ㅣ㍢㔹ㄲ㔳㑢㤱攲㐴搶㙡㌷戲㔶ㄹ〱摢攷昳换㔰挹㠷愷㔶捤攱㐲㌴㌳㘸㘶搲㠴㘱搴ち㔷戲㙡㠹㠹搰搴挱愴㤰㜵つ㡡ち㔹㔱〲㘲㌰敡㍡㜴改㘴挵攱扡㤲㔵㡦㘰敡㠶㘵捥て㘸㐰㠹㈴慥㘶〳散搵㤸㘲攷㑡㘲㙡㌹㔲㥣戸㕡攰挶搵㝣㈳㘰㥢㜸㜰〳㉡昹昰搴收㜱戸昹㌴ぢ㘸ㄶ搲㉣㠲㔱ㄷ扢㜲㜵〵㌱㑢㘸慥㠴㐹攱㙡〵㡡ち㔷㑢〹戸ㅡ㐶摤㠴㉥㥤慢㘵㜰㕤戹扡〶㐱摢㠶攵㝡扤攱㍡愰扤ㅡ㜳散㘴㐹㑣摤㡣㘱㥤挸㥡攱㐶㔶挸〸搸㘶㔴慣㐴㈵ㅦ㥥摡㑡づ户㡡㘶㌵捤ㅡ㥡戵㌰慡搲㤵慣摢㠸㔹㐷㜳㍢㑣ち㔹慢㔰㔴挸扡㤳㠰扢㘰搴ㅡ㜴改㘴摤つ搷㤵慣㝢㄰㜴摥戰ㅣ摥㐱摦〷戰㔷㘳㡡㥤㉢㠹㈹捥晦㜰攲㙡㠲ㅢ㔷攳㡤㠰㙤慡挸㙤愸攴挳㔳㝢㠴挳㍤㑡昳ㄸ捤攳㌴ㅢ㘱搴㈸㔷慥㥥㈴㘶ㄳ捤㘶㤸ㄴ慥搶愱愸㜰昵ㄴ〱㑦挳愸㍢搰愵㜳昵㈷戸慥㕣㍤㠳愰㙤挳搲㕦ち晢搹〹㜹ㄶ㘸慦挶ㅣ㤷㤸扡ㄳ挳㍡㤱㜵慡ㅢ㔹〳㡣㠰㙤づ捣摤愸攴挳㔳㝢㤱挳晤㤵收㈵㥡敤㌴㍢㘰㔴ㅦ㔷戲晥㐶捣㉢㌴㍢㘱㔲挸扡〷㐵㠵慣搷〸㜸ㅤ㐶摤㠷㉥㥤慣㌷攰扡㤲昵㜷〴㔳㌷㉣㝤㈷散㙢攷攳㑤㠰扤ㅡ㔳㕣㘲㡡㌳㜶㥣戸㍡挶㡤慢㑥㐶挰㌶戹㘷㍤㉡昹昰搴摥攷㜰ㅦ搰㝣㐸昳ㄱ捤㙥ㄸ㜵戸㉢㔷晦㈶收ㄳ㥡㑦㘱㔲戸㝡㄰㐵㠵慢㍤〴㝣づ愳ㅥ㐶㤷捥搵ㄷ㜰㕤戹晡ㄲ㐱㘷慥ㅣ慥昹㝤つ戰㔷㘳㡡㥤㉢㠹㈹㑥㐵㜲攲捡敢挶㤵㘶〴㙣戳㤶ㅥ㐱㈵ㅦ㥥摡㡦ㅣ敥扦㌴㍦搱散愷昹ㄹ㐶㌵㜳攵敡ㄷ㘲づ搰㜰攲㔳ち㔷㥣〰㈵㕣㘵㈳愶㌵㠳㔱㡦愳㑢攷㉡〷慥㉢㔷㥣戱㙥摢〹昵つ换㘱㈷㙣づ戴㔷㘳㡥㥤㉣㠹愹㡤ㄸ搶㠹慣㙦㝥㜶㜹㥦昳ㅦ㈳㤰㍡ㅤ㉢㜷ㄳ㉡愵㝥敥㉣搳挶ㄳㄳ㔵㉣㔳㘰㕡〱散〹㑥慡つ挵㘳㉤㠲㐳敡攳㤱㘱愱㜸㘹㉣㥥ㅦ㠴㐱㔳㔲㍡捡㥣づ㑢㔲户攰攴㔰㘰昶㐴㝣挲㝡戴㍤㠴ㄹ昵㈵昵戱㜸㐴㍥㔲㍦捡ㅥ㉦㡤㡣㡤挴㑢㐳戱扡戰㝦㙥㤱㐳㔸㡦㑣愹づ搴㘲㤲㔱ㄴ㜳㡤ㅡ〳㐵敡敡〲㔵づ换㔸ㅥ愹㡦㔶〶㐶㤶晥ㅥ愶㈹㈹㝤㙥〰戶㔳㑥㔰㔲挷扡㑦换戱昰㝥㈴戴挹挶㐷搳敡搷捤㜲昱ㄴ㘲㜳㔳挷攲㉥ㄷ晣捤攲戰㥣㜵㠲㘹㈷㥢ㅢ摤㐰㉣搳㥥㕡〰散つ㐲㔴扤慦愵㌱慦㙥㘴㙤㉣㔴ㄵ昰ㅡ摥㤸㔰㙤㉢愳㌹慥㍥㥥ㄴ昱捦㘹㘳㐴昰改昹戸㕡〸㕦改㡦㔶晤ㅥ㌴挱㡡攱愱ぢ愲㍣昸昷敢㘸搶换㘴㘵敤攵昵ち㍥昶㕥㡥愳っ㜹收摣㈲挷㠹っ㠹ㅤㄱつ换㡣戱〲攰㕢㤲敡㐴㜷ㅥ扤㌱〱㝦慤㈸㔰ㅥ慦㉡つ捣㙡㈵㠸〰㌶㙤摣挲ㄲづ戴㐹㜶㘵㥥㡢ㄶㅣ㌲㉤ㄶ〹搷挷〳慤ㄲ㉤搹挵戵攰㠴㐰ㄸㄳㄱ㘶〵昲ㄳ慤戲捡㌸收㐷㈶敡㜱㘶摦敦㐷ㅤ㌰㤲㘳㈸愴㐴㈳㑦㥡㈳㕢昲㑡㜰敦昹㤵㡡㐲挸愰㍣扥ㅡ慣㔶慦攲攳㠱挱㔹㘶㠳摡㐲㕣捥ㄹ换㝣㝡ㅦ昷愲㌶收慣㔳晤搸㈶㠷慤㝣戳㡦㌳敢㕡〶攵㠸㠷改戳扣㝢愹㠰扢㑤ㄸ户㤵挵㐳㤵晥㜰㜸㙥慢攰挸摡捡㜰㝤㔵㘰戴㝦㕡㈰㙣ㅥ慤㈳搱㥡摦㠹㕥㌹摣晣㜵慤搲昰㘲捣㜹ㅣ㠹摢晤捣挹㠴扦晡〰㠷ぢ㙥收ぢ㉡㙡攸戲㍣㡤㠵昸㍦捦愳昴㈲改㤰㠳戳㠰攵㠶㌰ㅣ搲㙣㕤㍣㤶㜱戲㔹㘲㉡愶散㙤ㄶ搸攸挸攸〸愶挹㔶㔹扡㐶㠴昴慥摦捤㍥㈵ㄲ㜹㍣㥥㕦晢戲〲慥昰搸㙢㑣㔷挱挱㑥昷〷昳摣㡡㍢挶㌳昰㔳愷愹㔹㑥㍦攴ㄵ㕦づ㠰㠵〰ㄶ昰攸愵㥦㉥㑣っ挵挳㠱ㄶ㐱㠹㑢㍢㡦扢〳搹㙣ㅥ㥣㔸㡤愹㕤愵㉤㠳挳愳愱慡㌰敥㕣攳愹〷愶㙤昳㈶扣搱㠱改㤸㘰㕣ㄶ㠹㠵㌸扦慡㘵㜰㘲搴㕦ㅢ慢攳捣扥捡戹㠷㈴㜹㈲㔶㙥戰㌸㔴㡢㥤㐷ㅦ㤳敤㠲㘰㜹㜵㘴㌶㙥㑤慤慦愹ㅤ敥慦㡢晤㉥㠴㌲㕥㑡挰㤰扥㐷㘵慢散㙣㤵㤷㥤昷㙢㕦愳戰㠵愳㈴㈷晢㘴搳ㄸ㔲晤ㄹ慤㌴晢㉡㔵㌲愶㜷㜳㕦攵㌲㈵摤㙡改㌸攷㌴㜱㕦㉦㡦扦㕡㕢散愰昹㠷挲㡣ㅣ㍥㘹攴挱㥢〲晥㝦㙥㤲捤㝤ㄶ㠵搳扣ち挸㔶㤱㤸㠰㝣㈸挰慤昴㉤㠵㝤摣㜰㌴ㄱ㥣㕥敡搶攷つち㠶ㅢ㈲㕥㌸〹㘷㜳ㄸ收㡣收㘳扦挷㔱ㄷ㔳㙤㜱戸㙤愵㍢㍣㠷慢昱㠷㘳㐶慣㈴㔲㔳攳攷㤶挵慤戲ㅣ㠷散㐰㥥㥣㔰攳㐰愲〵㘱㘴昳㌳扡晣㜳搰攵㥦㈳㕤㜸㈵收㑤〵搲㘶慤挸㜴㝦㌴ㄴ慦慥〹㔵收搱攱挴晦摦挵㈶㠹㉤㈸〷㘴㥡て搹㉥㜱㜶㥡㍡慦㔷㥦㡡ち戵㝢攰つ〳愹愳晡搸㜰戳攵攵㕢晤捡ㄹ摢㌸㝤搵㜸㍡慢戵㠳挹挵㥢㌹㜴ㄸ晢㠸攵扣ぢ㍤㜲っ捡搹〲㐰摡㜹戴捤〱昰㡥㡥昸慢㠶攱㉥㤰㐸戴戹㜱昷㜶ㅥ㐴攴戱㈳㕡挸愹搳㈵戸扦〰昷㉤捣挲㠹㙥㌴㡦ㅤ攵㤸㤵㥣挳㐹搷ㅥ㕤㉤敥㥤㔹戹戹㉤昲㥣挶ㅡ㘹搶㉡㌲收㤲㕡敦㝥ㅦ㘹慢晦挵昸晥㌸㠴㜲〵㜸慥愰戵攷捡㜶㠰㔱捦挱攵晡愴〰㍡ㄲ㜰㌸搹搸㠶㘰敡晥攰㍡捦ㄸ〹㔹戹㌵㥣晦㥣㔷挳搵挱㌹㠵〷戳愲㌱㡦ㅡ㤴㜸㕡攴㙤㐵㕣㍢〲愸㤷㜷散ㄸ㠴㜶㤶晡ぢ㡣㌹㍥㌷〰㘳〱㡦〴㐶㍢ち㐶敤㐴㈷摦㜳㝡㡥愶㠷昷ㅢ㍥晣戵扣摦㔰㥣慥捡昷ㅣ收挳愲㤸慥㤷㝡つ㈱㥥㉤昳㈰搵搸㤹㤷㝡ㅤ㌸㥥㝤攱㜳㈹㉥㐳〳㕡收换扦㝡〳づ㑦〱昴㠷敢㡢㤴攲㥣㔸扥㔰㘵㌹ㅥㄸ搵㥢㠸昰攰愸㜵收㉡扤㠵ㄶて㍡摣〸戹㡥摡戱㌰㡤㙥㠴敡㙤㘴㤸挴㌱摢㈰慥ぢ㉢㜴㘵摤㕤捥㠰攳〸㌸㥥〰捥扦愵扡摡〹昰ㄲ㠲扣㘷㐹戳〸搲㡤㘹摤㤹挶㜹慦㈲挸㠹昴㈰㐸て晣戵ち挲㌹戱改〵搹〳㐴挶㠲㝣づ戰㉥挸㐹㕣㠶〶戸〹㐱㌸摦㌶ㄳ㐱扥〲㉥㡤㈰㕦㈳㉣㠲昴攲㉡敤㠵㘷ち挲㜵搴晡挰㌴㉥挸㌷㐸㜳㄰愴㉦㉢昴㘳摤㝤捥㠰㤳〹㌸㠵㠰㙦〱㄰㐱晡挳㑢〸昲㠳㈵捤㈲挸〰愶㥤捡㌴㙥搶㈲挸㐰㝡㄰攴㌴晣戵ち挲㘳㔹㝡㐱戲㠱挸㔸㤰㘶〰敢㠲っ攲㌲㌴挸㘰晡〹戲攲㘹㝡㈶㠲㜸㠰㑢㈳㐸㜳㠴㐵㤰挱㕣愵㍣㜸愶㈰㕣㐷㙤〸㑣攳㠲㜸㤱戶〵ぢ㤷㜲㘸㉢㘶㠵ㄲ搶㙤攱っ㈸㈵㘰㈸〱昹〰㠸㈰挳攰㈵〴㈹戰愴㔹〴ㄹ捥戴ㄱ㑣㙢て㠰〸㌲㤲ㅥ〴㌹ㄳ㝦慤㠲㜰㜲㙦㝡㐱㍡〲㤱戱㈰㠷〳慣ぢ㌲㡡换㤰㈴挸ㄱ㠸㘵㈲〸㘷㄰愷ㄱ攴㘸㠴㐵㤰㌱㕣㈵ㅦ㍣㔳㄰慥愳㌶づ愶㜱㐱㡥㐱摡ㄶ扢㈰㘵慣㌰㥥㜵㍢㍢〳㈶㄰㔰㑥㐰ㄱ〰㈲挸㐴㜸〹㐱扡㕡搲㉣㠲㑣㘲摡㘴愶昵〴㐰〴㤹㐲て㠲㥣㠵扦㔶㐱㌸㠱㌸扤㈰扤㠱挸㔸㤰㍥〰敢㠲㥣捤㘵㐸ㄲ愴㉦㘲㤹〸挲㔹捡㘹〴㌹〵㘱ㄱ攴㕣慥㔲㝦㜸愶㈰㕣㐷㙤㉡㑣攳㠲㥣㡡戴㉤㜶㐱捥㘷㠵ち搶ㅤ攸っ戸㠰〰㍦〱愷〱㈰㠲㑣㠳㤷㄰㘴戰㈵捤㈲㐸㈵搳慡㤸㌶〲〰ㄱ㈴㐰て㠲〴昱搷㉡〸㘷㈹愷ㄷ攴㑣㈰㌲ㄶ㘴ㄴ挰扡㈰搳戹っ㐹㠲㡣㐶㉣ㄳ㐱㌸ㄵ㍡㡤㈰攳㄰ㄶ㐱㐲㕣愵㌲㜸愶㈰㕣㐷㙤㈶㑣攳㠲㑣㐰摡ㄶ扢㈰㘱㔶愸㘱摤㜲㘷㐰㉤〱ㄱ〲㈶〲㈰㠲搴挱㑢〸㌲挵㤲㘶ㄱ攴㐲愶㐵㤹㜶〱〰㈲㐸㡣ㅥ〴㤱㉦㑥㍡㜸㔵㔷昹〱㐸㉦挸㌴㈰㌲ㄶ愴ㄲ㘰㕤㤰㝡㉥㐳㤲㈰㔵㠸㘵㈲㐸㄰戸㌴㠲㑣㐷㔸〴㤹捤㔵慡㠶㘷ち挲㜵搴收挲㌴㉥挸っ愴㙤戱ぢ㜲ㄱ㉢㕣捣扡㌳㥤〱㤷㄰㜰㈹〱㘱〰㐴㤰换攰㈵〴㠹㔸搲㉣㠲㕣捥戴㜹㑣㥢〳㠰〸㌲㥦ㅥ〴㔹㠰扦搶㍤㠴戳慤搳ぢ㜲ㄱ㄰ㄹぢ㜲㌱挰扡㈰ぢ戹っ㐹㠲㕣㠲㔸㈶㠲㜰㑡㜷ㅡ㐱㉥㐷㔸〴㔹捣㔵㥡〷捦ㄴ㠴敢愸㉤㠱㘹㕣㤰〵㐸摢㘲ㄷ攴㑡㔶戸㡡㜵ㄷ㍡〳㤶ㄲ㜰㌵〱㡢〰㄰㐱㤶挱㑢〸戲挴㤲㘶ㄱ攴ㅡ愶㕤换戴攵〰㠸㈰搷搱㠳㈰换昱搷㉡〸愷㜴愷ㄷ攴〶㈰㌲ㄶ㘴〵挰扡㈰搷㜳ㄹ㤲〴戹ㄱ戱㑣〴攱扣昱㌴㠲摣㠲戰〸戲㠲慢戴ㄲ㥥㈹〸搷㔱扢〹愶㜱㐱㔶㈳㙤㡢㕤㤰㥢㔹攱ㄶ搶㕤攳っ㔸㐹挰㉡〲搶〲㈰㠲慣㠶㤷㄰㘴㥤㈵捤㈲挸ㅡ愶慤㘵摡晤〰㠸㈰户搲㠳㈰户攱慦㔵㄰㑥ㅢ㑦㉦挸㝡㈰㌲ㄶ攴㐱㠰㜵㐱搶㜱ㄹ㤲〴㜹〸戱㑣〴攱摣昴㌴㠲㙣㐰㔸〴戹㠳慢昴〸㍣㔳㄰慥愳㜶ㄷ㑣攳㠲㍣㠶戴㉤㜶㐱敥㘶㠵㝢㔸昷㜱㘷挰扤〴摣㐷挰㐶〰㐴㤰晢攱㈵〴搹㘴㐹戳〸昲〰搳搶㌳慤〱〰ㄱ攴㐱㝡㄰攴㈱晣戵ち戲〵㠰昴㠲㍣〷㐴挶㠲㙣〵㔸ㄷ攴㘱㉥㐳㤲㈰摢㄰换㐴㤰ㄷ㠰㑢㈳挸㕦㄰ㄶ㐱㌶㜰㤵㕥㠴㘷ち挲㜵搴ㅥ㠵㘹㕣㤰㤷㤰戶挵㉥挸㘳慣昰㌸敢㙥㜷〶㙣㈴攰〹〲㜶〰㈰㠲㍣〹㉦㈱挸㉢㤶㌴㡢㈰㥢㤸戶㤹㘹㙦〱㈰㠲晣㤱ㅥ〴㜹ち㝦慤㠲㜰晥㝢㝡㐱摥〶㈲㘳㐱㜶〱慣ぢ昲㌴㤷㈱㐹㤰㜷㄰换㐴㄰㑥戲㑦㈳挸㝢〸㡢㈰捦㜰㤵摥㠷㘷ち挲㜵搴㥥㠵㘹㕣㤰て㤱戶挵㉥㐸〳㉢㙣㘱摤㡦㥣〱捦ㄱ戰㤵㠰摤〰㠸㈰摢攰㈵〴昹挴㤲㘶ㄱ攴㜹愶扤挰戴扤〰㠸㈰㝦愱〷㐱㕥挴㕦慢㈰㥣㘳㥦㕥㤰㙦㠰挸㔸㤰㝤〰敢㠲晣㤵换㤰㈴挸户㠸㘵㈲〸㈷昲愷ㄱ攴〷㠴㐵㤰敤㕣愵ㅦ攱㤹㠲㜰ㅤ戵㤷㘱ㅡㄷ攴㈷愴㙤戱ぢ昲㌷㔶㜸㠵㜵昷㍢〳㜶ㄲ昰㉡〱㍦〳㈰㠲扣〶㉦㈱挸〱㑢㥡㐵㤰搷㤹昶〶搳昲㜰慤㔷〴昹㍢㍤〸昲て晣戵ち挲㜹晣改〵昱〲㤱戱㈰㉤〰搶〵㜹㤳换㤰㈴㐸㍥㘲㤹〸挲㥢〵搲〸㔲㠰戰〸昲㑦慥㔲㈱㍣㔳㄰慥愳戶ぢ愶㜱㐱づ㐱㥡㠳㈰敦戰挲扢慣摢挶ㄹ昰㉦〲摥㈳愰㉤〰㈲挸晢昰ㄲ㠲戴戳愴㔹〴昹㠰㘹ㅦ㌲捤〷㠰〸昲ㄱ㍤〸戲ㅢ㝦慤㠲昰㘶㠱昴㠲ㅣ〳㐴挶㠲㜴〶㔸ㄷ攴㘳㉥㐳㤲㈰㐵㠸㘵㈲〸敦㐸㐸㈳㐸㔷㠴㐵㤰㑦戸㑡挷挱㌳〵攱㍡㙡㥦挱㌴㉥挸〹㐸㜳㄰㘴て㉢㝣捥扡摤㥣〱㕦㄰昰㈵〱摤〱㄰㐱扥㠲㤷㄰攴㈴㑢㥡㐵㤰慦㤹戶㤷㘹晤〱㄰㐱晥㐳て㠲㝣㠳扦㔶㐱㜸㐷㐲㝡㐱㑥〵㈲㘳㐱〶〲慣ぢ戲㡦换㤰㈴挸㘹㠸㘵㈲〸㙦㝢㐸㈳挸㘰㠴㐵㤰敦戸㑡㘷挰㌳〵攱㍡㙡㍦挰㌴㉥㐸㌱搲ㅣ〴昹㤱ㄵ晥换扡㈵捥㠰㥦〸搸㑦㐰㈹〰㈲挸捦昰ㄲ㠲っ户愴㔹〴昹ㅦ搳㝥㘱㕡ㄹ〰㈲挸〱㝡㄰㐴收㝥㔹摥愹昳戶㠷昴㠲㑣〰㈲㘳㐱捡〱搶〵攱〷㜴挹㠲㑣㐴㉣ㄳ㐱㜸㙦㐵ㅡ㐱愶㈰㉣㠲㌴挳〸敡㉣㜸愶㈰㕣㐷㉤ㄷ扤㡤ぢ㜲づ搲ㅣ〴昱㜰愱㥢戳敥戹捥㠰㍣〲昸㕤捦敡㍣〰戶㘱攳搶扣昰ㄲ㠲㔴㔸搲搰㙦㝥捥搲〲㙤㉤ㅦ㐶㔵〳㈰㠲戴愴〷㐱㕡ㄱ㘶ㄱ㠴户㔶愴ㄷ㘴〶㄰ㄹぢ㌲ㄳ㘰㕤㤰〲㉥㐳搲ㅥㄲ㐶㉣ㄳ㐱㜸晦㐶ㅡ㐱㈲〸㡢㈰慤戹㑡㜵昰㑣㐱戸㡥㕡ㅢ㤸挶〵㠹㈲捤㐱㤰戶慣㜰㈸敢挶㥣〱㠷ㄱ搰㡥㠰㌸〰摢㈸㐸㝢㜸〹㐱㘶㕢搲搰㙦ち搲〱㙤慤㈳㡣㥡〷㠰〸㜲㌸㍤〸㜲〴㘱ㄶ㐱㜸晦㐶㝡㐱ㄶ〰㤱戱㈰ぢ〱搶〵㌹㤲换㤰㈴挸㈲挴㌲ㄱ㠴㌷㠹愴ㄱ㘴〹挲㈲挸搱㕣愵㉢攱㤹㠲㜰ㅤ戵㑥㌰㡤ぢ戲ㄴ㘹づ㠲ㅣ挳ち㥤㔹昷㙡㘷㐰ㄱ〱挷ㄲ戰っ㠰㙤ㄴ愴ぢ扣㠴㈰搷㔹搲搰㙦ち搲ㄵ㙤敤㌸ㄸ戵ㄲ〰ㄱ攴㜸㝡㄰攴〴挲㉣㠲昰ㅥ㤱昴㠲慣〶㈲㘳㐱搶〰慣ぢ搲㡤换㤰㈴挸㕡挴㌲ㄱ㠴㌷愲愴ㄱ㘴ㅤ挲㈲挸㠹㕣愵摢攱㤹㠲㜰ㅤ戵㤳㘰ㅡㄷ攴㑥愴㌹〸搲㤳ㄵ㝡戱敥㕤捥㠰摥〴昴㈱攰㙥〰戶㔱㤰扥昰ㄲ㠲摣㘷㐹㐳扦㈹㐸㍦戴戵㤳㘱搴㈳〰㠸㈰愷搰㠳㈰晤〹戳〸挲ㅢ㔱搲ぢ昲ㄸ㄰ㄹぢ昲㌸挰扡㈰〳戸っ㐹㠲㙣㐴㉣ㄳ㐱㜸户㑢ㅡ㐱㌶㈱㉣㠲っ攴㉡㙤㠶㘷ち挲㜵搴〶挱㌴㉥挸㔳㐸㜳㄰攴㜴㔶ㄸ捣扡㑦㍢〳捥㈰㘰〸〱㝦〲㘰ㅢ〵㈹㠶㤷㄰攴㔹㑢ㅡ晡㑤㐱㑡搰搶㑡㘱搴㡢〰㠸㈰㐳改㐱㤰㘱㠴㔹〴攱捤㉥改〵㜹〹㠸㡣〵搹づ戰㉥挸㜰㉥㐳㤲㈰㍢㄰换㐴㄰摥㔱㤳㐶㤰㔷㄰ㄶ㐱㐶㜲㤵㜶挲㌳〵攱㍡㙡愳㘰ㅡㄷ攴㌵愴㌹〸㌲㥡ㄵ挶戰敥敢捥㠰戱〴㡣㈳攰つ〰戶㔱㤰㌲㜸〹㐱摥戴愴愱摦ㄴ㘴㍣摡摡〴ㄸ昵㍥〰㈲㐸㌹㍤〸㌲㤱㌰㡢㈰扣愳㈶扤㈰ㅦ〲㤱戱㈰ㅦ〱慣ぢ㌲㠹换㤰㈴挸㙥挴㌲ㄱ㠴户敤愴ㄱ攴ㄳ㠴㐵㤰㈹㕣愵㑦攱㤹㠲㜰ㅤ戵戳㘱ㅡㄷ㘴て搲ㅣ〴㌹㠷ㄵ捥㘵摤捦㥤〱攷ㄱ㌰㤵㠰㉦〰搸㐶㐱捥㠷㤷㄰攴㙢㑢ㅡ晡㑤㐱㉡搰搶㉥㠰㔱㍦〲㈰㠲昸改㐱㤰㘹㠴㔹〴攱㙤㍢改〵昹〹㠸㡣〵搹て戰㉥㐸㈵㤷㈱㐹㤰㥦ㄱ换㐴㄰摥ㅢ㤴㐶㤰〳〸㡢㈰〱慥㔲ㄶ㑥㜵㑤㐱戸㡥摡㜴㤸挶〵挹㐶㥡㠳㈰搵慣㄰㘲摤㘶捥㠰ㄹ〴捣㈴㈰〷㠰㙤ㄴ㈴っ㉦㈱㐸㜳㑢ㅡ晡㑤㐱㙡搰搶㙡㘱㜲㕢〳㤰搹㡤㈶㥣つ㔷㘸戹晢㠷戳㈴㘳慤㠳攳敢晤㘱晣㐸挶㌸㑣㐴㡦戳敢昷㌰つ㌱㐷扦ㅤ㈰昵㝢愱㤳㝦㍢〳昷搰挸㉡㥣㍢昵㈸慣㔹㉡〷挹㔸㘳摤㘲㐴晥扡摢〵扣戹搷敦㍦㜰㈰戳㔱ㄴ㐶㘹㍥㡢摦㐵㕡㔱㤱㤵挷㌱㈱ㄲ愴攳挴改㐳搰㑣㌳ㅢ㌷㘵收㍣㉢戵㌹㌸愵㤰搳㐴扢㠵昹㜳㍡㑥㜳ㄱ㤳㈷攵搶㘱敢㔰㙤㌱ㅡ㙢㘸ㄷ搲㌳ㄶ㈴户ㅤ㝡ㅢ㥤搱㠹〴摣ㄲ挴戹㥤攵昱戹㘱捣愷㘵㤳摦戰愹户㌸慤㔰て㘳昱㈲搱ㅣ摣晢㤴晡㤵扡㠹摣㈷㔱慡㐵摢㤴慦㌰㤶㌴㐶づ挵搲攴㕥ぢ㜲㕤昳㤳昹㘴づㅦ㥥ㄸㄶ戱敤㤸㔰㘵㌴ㄲ㡢〴攳扥㜲㑣〹昷昱㑢慤昱㌵㌵㍤㠷攴㉥㐳㐵挷㌱戹㘲㌹戵晣㈵ㄸ㤱挸㍢戳㌶㌲扢㔶㤶㈶㌷挶敦昶ㄶ扥㥡㌷攷㌰扣㘵㐰ㅥ㥤㐱㕥㘱㝢㉣㈸ㅦ㠵ㅤ捣㐶㐷戳㜱戸搱㈸㌸〲つ㘶㜹〴昹ㅢ㥡挲㈳㔱㤹愳㜸敡戱〲慤㑢㡡㉢㤲㝦攴挶㌳ぢ摤昹攸㤶㐹慢ㄳ昰㌵搸㥥搹攸㘹㠵ㅥ换っ敦挲愳㡣㉡摡ㅣ〴戵㑥愸愷昹㘰㤴て晤㍣㤴㜸搵㘲昰挶㑤㥤㘳挹㈶慢㍡愱挹捤㔶扢〴㌹慡㌳㕡㐲搱愵昴〰㈲㔰ㅤぢ换捤㑡㉤㐰㉡挵㐴㘷㤶攷㜲㐰㕣ㄵ㔲昳〰愳㑡挹㉣㜷㘱㍤㍣ち扢㥡㡤攳捣挶昱㐶愳攰〴㌴㥡㠶攵㙥愸捣㔱㌴戲慣㤱㔳㡤㌴ㄶ㜶㌷晢ㄷ戱慢㉢ㄱ㕤㘰㔴て昴敢扣捤挵㥡㈴昳㜶ㄲ㘲挲摢㤵挸㔱扤攰〹㙦㔷搱㐳㉥晣㉣搵〷㔶㜸㥢㠵㜴㤳㌷㡤㕢㌶㌷㘲ㄵ㜷愴愸㉦㔳昱㈸散㘷㌶㑥㌶ㅢ愷ㄸ㡤㠲晥㘸㌴つ㐵〳㔰㤹愳愴㔲㜴慡搹扦㥣ㄴ昱㙢㔴戵敥㌰敡㌴昴敢ㄴ搵搸㈸ㅡ㠴㤸㔰㜴㈳㐹ㄹっ㑦㈸扡挹㑡搱㄰昴ち㐵㌳慣ㄴ㜱搳ㄲ㡡慡ㅤ㈹㉡㐶ㄲㅦ㠵㈵㘶愳搴㙣っ㌵ㅡ〵挳搰㘸ㅡ㡡㠶愳㌲㐷㐹愵㘸㠴搹扦㤶ㄴ昵㈱㠲㌷㙡愸㌳搱慦㔳攴户㔱㌴ち㌱愱攸㜶㤲㌲〶㥥㔰㜴㠷㤵愲㜱攸ㄵ㡡捥户㔲㤴搸㡡捥㜳愴愸っ㐹㝣ㄴ㡥㌷ㅢㄳ捣㐶戹搱㈸㤸㠸㐶搳㔰㌴〹㤵㌹㑡㉡㐵㤳捤晥晢㐹搱〰㈲晡挳愸戳搰慦㔳㌴挹㐶搱搹㠸〹㐵て㤱㤴㜳攱〹㐵て㕢㈹㥡㡡㕥愱㘸㠲㤵愲挴㔶㔴收㐸搱昹㐸攲愳戰挲㙣㕣㘰㌶晣㐶愳㘰ㅡㅡ㑤㐳㔱㈵㉡㜳㤴㔴㡡慡捣晥㡤愴㘸㌰ㄱ愷挳愸㈰晡㜵㡡㐶摡㈸㥡㡥㤸㔰戴㤹愴㠴攰〹㐵㝦戴㔲㌴ㄳ扤㐲搱㌰㉢㐵㠹慤愸搴㤱愲㌰㤲昸㈸慣㌱ㅢ戵㘶㈳㘲㌴ち敡搰㘸ㅡ㡡㉥㐴㘵㡥㤲㑡㔱搴散㙦㈰㐵晣㠲㔴慤ㄴ㐶挵搱慦㔳㌴挸㐶㔱㍤㘲㐲搱㌶㤲㌲ㅢ㥥㔰昴扣㤵愲戹攸ㄵ㡡㑥㜵愴愸扦㈳㐵ㄷ㈱㠹㡦挲㡢捤挶㈵㘶攳㔲愳㔱㜰ㄹㅡ㑤㐳搱攵愸捣㔱㔲㈹㥡㘷昶敦㈰㐵愳㠸㌸ㄳ㐶㉤㐰扦㑥㔱㉦ㅢ㐵ぢㄱㄳ㡡㜶㤲㤴挵昰㠴愲㔷慤ㄴ㉤㐱慦㔰搴挳㤱愲敥㡥ㄴ㕤㠹㈴㍥ち慦㌲ㅢ㑢捤挶搵㐶愳㘰ㄹㅡ㑤㐳搱㌵愸捣㔱㔲㈹扡搶散㝦㡢ㄴ昱换㔰戵㌲ㄸ戵ㅣ晤㍡㐵挷摡㈸扡ㅥ㌱愱攸ㅤ㤲戲〲㥥㔰昴慥㤵愲㥢搰㉢ㄴㅤ攳㐸㤱捦㤱愲㥢㤱挴㐷攱㉤㘶㘳愵搹㔸㘵㌴ち㔶愳搱㌴ㄴ慤㐱㘵㡥㤲㑡搱㕡戳㝦㌷㈹㥡㐲挴㘴ㄸ㜵ㅢ晡㜵㡡㍡搸㈸㕡㠷㤸㔰昴㈹㐹戹〳㥥㔰昴㤹㤵愲扢搰㉢ㄴㅤ收㐸㔱㕢㐷㡡敥㐶ㄲㅦ㠵昷㤸㡤㝢捤挶㝤㐶愳攰㝥㌴㥡㠶愲〷㔰㤹愳愴㔲戴摥散摦㑢㡡愶ㄲ挱敦㔵㔵て愱㕦愷愸愵㡤愲㠷ㄱㄳ㡡扥㈵㈹ㅢ攰〹㐵摦㔹㈹㝡ㄴ扤㐲㤱搷㤱愲㍣㐷㡡ㅥ㐳ㄲㅦ㠵㡦㥢㡤㡤㘶攳〹愳㔱昰㈴ㅡ㑤㐳搱㈶㔴收㈸愹ㄴ㙤㌶晢㝦㈶㐵㤵㐴㑣㠳㔱㑦愱㕦愷㐸搹㈸㝡ㅡ㌱愱㈸㉢ㄷ挸㘷攰〹㐵晣愱㐸㌶攰㘷愹㘷㘱㠵愲㕦㝥㜲㍡扢晥ㄹ扤昶㌷㈰つ㑣挵愳㜰㡢搹㜸捥㙣㙣㌵ㅡ〵摢搰㘸ㅡ㡡㥥㐷㘵㡥㤲㑡搱ぢ㘶㝦ㅥ㔶㔰㝥扢㑦攳㤷愸慡ㄷ搱慦㔳昴ㅤ搶㈶昹つ挸㕦ㄱㄳ㡡昲㐹捡㜶㜸㐲㔱㑢㉢㐵㉦愳㔷㈸晡挶㤱愲扤㡥ㄴ晤つ㐹㝣ㄴ扥㘲㌶㜶㥡㡤㔷㡤㐶挱㙢㘸㌴つ㐵慦愳㌲㐷㐹愵攸つ戳扦㉤㈹㡡㄰挱慦㑥㔵晦㐰扦㑥搱㘷㌶㡡摥㐴㑣㈸㙡㑦㔲晥〹㑦㈸敡㘰愵㘸ㄷ㝡㠵愲㝦㕢㈹㑡㥣㍡敥㜶愴攸ㅤ㈴昱㔱昸慥搹昸㤷搹㜸捦㘸ㄴ扣㡦㐶搳㔰昴〱㉡㜳㤴㔴㡡㍥㌴晢㝤愴㠸㕦㘹慡昱ぢ㔳搵㙥昴敢ㄴ扤㙢愳攸㘳挴㠴愲㈲㤲昲〹㍣愱攸㔸㉢㐵㥦愱㔷㈸㝡摢㤱愲户ㅣ㈹摡㠳㈴㍥ち㍦㌷ㅢ㕦㤸㡤㉦㡤㐶挱㔷㘸㌴つ㐵㕦愳㌲㐷㐹愵㘸慦搹摦㥤ㄴ㕤㑣挴㐵㌰敡ㅢ昴敢ㄴ扤㙡愳㘸ㅦ㘲㐲㔱㑦㤲昲ㅤ㍣愱愸㤷㤵愲ㅦ搰㉢ㄴ晤捤㤱愲ㅤ㡥ㄴ晤㠸㈴㍥ち晦㙢㌶㝥㌲ㅢ晢㡤㐶挱捦㘸㌴つ㐵晦㐳㘵㡥㤲㑡搱㉦㘶㝦㝦㔲㌴㥦㠸㜹㌰昲昵㐷㍡㐵捦摢㈸㔲㌸戲ぢ㐵愷㤱ㄴ㤹㘱挲扣㐱㔶㡡㜲㠱ㄱ㡡㥥戳㔲㤴㜸〳搲攰㐸㤱〷㐹㝣ㄴ㜲㜶㠹㌴昲捣㠶㘶㌴ち㌸㤳愴㘹㈸㙡㠱捡㑥ㄴ攵㥢晤愵愴㘸〹㤶㑢攳户愲㉡㑥㑡搱㈹晡愳㡤㈲捥㈳ㄱ㡡㐶㤰㤴搶昰㘴㉢ㅡ㘹愵愸つ㝡㠵愲㈷ㅤ㈹摡攸㐸㔱㕢㈴昱㔱㜸愸搹攰攴づ改㘹㘷㌴ち摡愳搱㌴ㄴ㜱㐶㠸ㄳ㐵㥣㈴㈲晤㘵愴㠸摦㔶慡昱扢㔰搵ㄱ攸搷㈹㝡搸㐶搱㤱㠸〹㐵ㄳ㐹捡搱昰㠴愲㐹㔶㡡㍡愱㔷㈸㕡敦㐸搱晤㡥ㄴ㜱昶〵ㅦ㠵㥣㠱㈱㡤㈲戳㜱慣搱㈸攸㠲㐶搳㔰挴㌹ㅡ㑥ㄴㅤ㘷昶㥦㐷㡡㔶㘰戹戴ㅢ㘰ㄴ㈷㙥攸ㄴ摤㘱愳愸ㅢ㘲㐲搱〵㈴㐵收㐵㌰捦㙦愵㠸昳㈲㠴愲摢ㅣ㈹㕡敢㐸㔱㑦㈴昱㔱搸换㙣㜰〲㠴昴昴㌱ㅡ〵㝤搱㘸ㅡ㡡晡愱戲ㄳ㐵㥣㐸㈱晤搵愴㘸ㄵㄶ㐷㕢〹愳晡愳㕦愷攸㈶ㅢ㐵㥣晤㈰ㄴ㠵㐹㡡捣㔴㘰㕥㡤㤵愲㐱挰〸㐵㌷㌸㔲戴摣㤱㈲捥㔰攰愳㜰戰搹攰㤴〴改ㄹ㘲㌴ち㌸㈳愱㘹㈸攲㍣〶㈷㡡㑡捤晥㌸㈹㕡㠷挵搱㙥㠳㔱挳搰慦㔳㜴㤵㡤㈲捥㐷㄰㡡收㤰㤴㤱昰㘴㐷㥢㙢愵㘸ㄴ㝡㠵愲㉢慣ㄴ㈵捥㡢ㄶ㌹㔲㌴ㅡ㐹㝣ㄴ㜲摥㠰㌴㌸㐹㐰ㅡ㥣㈸挰㐷㐱ㄹㅡ㑤㐳搱㜸㔴㜶愲㠸㤳つ愴㝦ㅥ㈹扡〷ぢ愱摤つ愳㈶愲㕦愷攸㔲ㅢ㐵㤳㄰ㄳ㡡ㄶ㤱ㄴ昹㌴㥦㜹㡢慤ㄴ昱搳㝣愱攸㈲㐷㡡收㌸㔲挴㑦昱昹㈸攴㈷昹搲㌸捦㙣㑣㌵ㅡ〵晣搴扥㘹㈸慡㐰㘵㈷㡡昸昱扦昴㉦㈳㐵て㘲戹戴昵㌰㡡ㄳ〰㜴㡡㉥戴㔱挴捦散㠵愲攵㈴㐵晦㝣ㅤ㜹搷㕢㈹攲攷敢㐲㔱慤㤵愲挴㡢㝥搸㤱愲㙡㈴昱㔱ㄸ㌲ㅢ晣㈰㕤㝡㘶ㅡ㡤㠲㌰ㅡ㑤㐳ㄱ㍦㝤㜷愲㠸ㅦ挸㑢晦㑡㔲挴㙦ㅤ搵ㅥ㠱㔱㜵攸㤷摤㘷つ晡捤㐷攱㠵攸挵㝦摣㐶㠷摥㤶捤搴ㅣ㌸㐵昴户搳散愰㜹ㄹ㐶㕤〰〶㜶攱㉢户㙤㍦昷㔶㘱〴㙣扦㈳㜸〹㉡挹㜸㜷㕡挷扢ㄴ扤昸㡦晢搷昴昱ㄶ挱㈹愲㥦㌲摥搹㙥攳㥤㘵〴㙣扦挵㜷㈵㉡搹搷敦㉡昴攲㍦㌶ㄳ㝤扣攵㜰㡡ㅣ挶㥢攰㌶摥㜸㈳㘰晢㌹扢ㅢ㔱挹扥㝥㌷愱ㄷ晦㐱扣㍥摥㕡㌸㐵づ攳㡤㜲ㅢ敦㑣㈳㘰晢㐹戸摢㔱挹扥㝥㜷愰ㄷ晦㜱㤳㤷㍥摥晤㜰㡡ㅣ挶㉢㜵ㅢ慦挴〸㡣搹扡㜸昷捡㝤敤捦摣搰昶晢搶㉦㝦扣㘲扤㝡〸㤵散敢挷㡦㌳昰ㅦ㜷㔷改攳㙤㠴㔳攴㌰摥㈰户昱㑥㌳〲戶㕦㈶摢㡣㑡昶昵攳㘷〳昸㡦㝢愶昴昱ㅡ攰ㄴ㌹㡣㜷戲摢㜸晤㡣㠰敤挷扤戶愱㤲㝤㍣㕥㘸挷㝦㙣昵晡㜸㍢攰ㄴ㌹㡣㜷㤲摢㜸㍤㡣㠰敤昷戱㜶愲㤲㝤扣㔷搱㡢晦戸〵㐹ㅦ敦㉤㌸㐵づ攳ㅤ攷㌶㕥㔷㈳㘰晢㡤愹㜷㔰挹㍥摥扢攸挵㝦摣晢愳㡦户ㅢ㑥㤱挳㜸㥤摣挶昳ㄹ〱摢捦㌴㝤㡡㑡昶昱㍥㐳㉦晥攳㡥ㅥ㝤扣扤㜰㡡ㅣ挶敢攸㌶㕥〷㈳㘰晢愵愳㙦㔱挹㍥摥㜷攸挵㝦摣㑡愳㡦昷㌳㥣㈲㠷昱摡戸㡤㜷㠸ㄱ戰晤㕡㤰㕣攱㘳愵愴攳㈷慦昴挹㜸㝢昵昱㜸㘱捣㘹扣㝣户昱㕡ㄸ〱摢て敥攴愳㤲㝤晤㜸搹㑣挶晢㐱ㅦ㡦㔷㤹㥣挶换㜵ㅢ㉦挷〸搸㝥戳愶扤㌹㕥搲昱㥡搷愰㘴扣㕦昴昱㜸挹挶㘹扣㕦晥敢昲晡昰㍦㌳㤰晡扢㉦㜲㈱㠷㝣㈶㡤挷ぢ㍡㌲㕥㉥㈶慦攰昵愸扢换㜸㍦㤸㘵㔳㝦㍢攵㝢㈳㘰晢敤ㄴ戹㉡㘲ㅢ㡦㔷㐷㘴扣㝣㝤扣晥㉥攳敤㜵ㅢ敦㙢㈳㘰晢晤ㄱ戹挴㘰摢㕥㜸愹㐱挶㙢愳㡦挷㜷收㑥㝣㝥收㌶摥愷㐶挰昶ㄳㅥ昲㝥摤㌶ㅥ摦户换㜸ㅤ昵昱昸㌶搷㘹扣て摤挶晢挰〸搸㝥〶㐳摥晣摡挶攳㥢㘰ㄹ慦㤳㍥ㅥ摦㌳㍡㡤户换㙤扣户㡤㠰敤㤷㈴攴㥤愴㙤㍣扥愳㤴昱㡥搳挷攳ㅢ㌰愷昱摥㜰ㅢ敦㜵㈳㘰晢㌵㠶㌰㉡搹昷㍦扥㍤㤳昱㑥搲挷攳扢ㄹ愷昱㕥㜶ㅢ㙦㠷ㄱ戰晤愰挱ㅣ㜳扣愴晤㠱敦㜵㘴扣㤳昵昱昸搶挰㘹扣ㄷ摣挶㝢摥〸搸㝥ㄴ㐰摥㌰㤰捦愴昱昸挶㐱挶ㅢ愴㡦挷昳㙣愷昱㥥㜵ㅢ敦捦㐶挰昶挵晡㜲昶㙤搳㡦㘷攱㌲㕥愹㍥摥㑡㤷昱㌶扢㡤户挹〸愴㝥㌷㝤愱㜹㤸捥攵㤹敤〹敥摦㠲慥㝦㠹㈶㘶散〵㘲昲㕤戱〵㔸挶摣㈰攷ㄸ戶〸㜲㈲㕦㐰扥挹㔳扥㝥㍣㉣ㄳ昴昲昱㝤㥡搱㤹㠱攸㘸㝣㍢㉣扥㐵戳㍣㘴晣扡昷㐸㝣㙢㉣扦敤搰晣ㅥ㐷㑤㍣捥づ昵〴挷㐵昱挵㡥捤㠳㈳㘳昸づ摡慡㍣晣ㅣ㝣㍣ㅥ㠸搶晥ㅥ㘶戹攲㝡㘹づ收ㅥ攳愱㝦捤愶攳㙣㐵㑥㐳㑣晤摥㐷换ㄷ敤ㅥ攴挳晣愲攵㙣㝥つ攷慦㥢攳㉡搳慢戳搵ㄳ搰㔵㍥ㄶ晢扣㜷〷㤹挷㠷慦昶挴㉦搴㘲㉢昱㉡㔹㕥㠵㠹㠱㠲ㄵ㤳㔵㘸㙥挶㡡敦㉣愸戹㔱攸㌱挷㐲攳㕣ぢ㈹扥㔳戰攴㙦㜰捣㥦攰㥥捦㌳㝦㑢晥㐳㡥昹㤳摣昳㌷㈷攷㍦攰㤸㝦㤶㝢㍥捦捣㉤攳摦敢㤸㝦慥㝢㍥捦戴㉤昹㜷㌹收㥦敦㥥捦㌳㘷㑢晥敤㡥昹㝥昷㝣㥥〹㕢昲㙦㜵捣慦㜲捦攷㤹慤㈵㝦戵㘳晥㜴昷晣て㤳昳㙦㜱捣㥦攱㥥捦㌳㑦换昸㌷㍡收搷戸攷昳㑣搲㤲㝦扤㘳㝥㥤㝢㍥捦っ㉤昹搷㍡收挷摣昳㜹愶㘷挹扦摡㌱㝦㤶㝢㍥捦摣㉣昹㔷㍡收捦㜵捦攷㤹㤸㈵㝦戱㘳晥㈵敥昹㍣戳戲攴㉦㜰捣扦摣㍤㥦㘷㑡㤶晣换ㅤ昳ㄷ戸攷昳捣挷㤲㝦㠹㘳晥㘲昷㝣㥥挹㔸昲攷㍡收㕦改㥥捦㌳ㄳ㑢晥㉣挷晣慢摤昳㜹愶㘱挹㡦㌹收㕦敢㥥捦㌳〷㑢㝥㥤㘳晥昵敥昹㍣ㄳ戰攴搷㌸收摦攸㥡㥦换搷㠸㡣㕦慣㜸㠶昷㉢敦㙤戸ㄹ攳㈸扥㡥㜰㐰敤ㄶ㝡㝣㔵㄰㙦㈵㍤ㅥ攳挵㕢㐵㡦㐷㙣昱㔶搳攳昱㔷扣㌵昴㜸㌴ㄵ㙦㉤㍤ㅥㅢ挵扢㤵ㅥ㡦㜴攲摤㐶㡦挷㉤昱搶搱攳㔱㐸扣摢改昱㤸㈲摥ㅤ昴㜸㠴㄰敦㑥㝡摣摦挵扢㡢ㅥ昷㕥昱敥愶挷㝤㔱扣㝢攸㜱捦ㄲ敦㕥㝡摣㑦挴扢㡦ㅥ户㝡昱敥愷挷㙤㔸扣〷攸㜱㡢ㄴ㙦㍤㍤㙥㕦攲㍤㐸㡦㕢㡢㜸て搱愳昶攲㍤㑣㡦㑡㡡昷〷㝡㐲㉡㌴㐹㝡㤷慤㠴㕣昶㥡㉦昲㘸㘷㈹㈱搹㠶ㄵ戲㙤㔸㈱摤㠶ㄵ昲㙤㔸ㄱ挱㠶ㄵ㌱㙣扤㈲㡡慤㔷挴戱昵㡡㐸戶㕥ㄱ换搶㉢愲搹㝡㐵㍣㕢慦㠸挸摥㈴㜶㐴㑣㕢慦㠸㙡敢ㄵ㜱㙤㜵㐵㘴㕢慦㠸㙤敢ㄵ搱㙤扤㈲扥慤㔷㌶〲昶㈶㉤慦㙣っ戶㕥搹㈸㔲㉢戴昸㝦㌲ㄴ挹㉢"]
[null,null,null,null,null,"Decisioneering:7.0.0.0"]
[null,null,null,null,null,"CB_Block_7.0.0.0:1"]
[null,null,null,null,null,"㜸〱捤㕤〷㝣ㄴ㘵摥捥ㅢ㤲㈵戳〴ㄲ〵ㄵ戰㙤㌴〸ち〲愱㈸㠸㠸㤰㐸㤱㥥㠰搸挳㤲散挲挲㈶㡢扢ㅢ㡡ㄵ戰㠰昵㙣㈸敤挰摥搰戳㜱㘲昹㍣㠳㘲挷敥㥤㥥搸㑥戹戳㥥㜲㤶戳愱㝣捦昳㥦㤹㘵㜶摦㤹捤㝥㝥收昷㜳㘰晦㜹晦敦扦捤㍣捦捣散㤴㜷㘶昳㔴㕥㕥摥㑥㑣晣换愹㠰㡤㝤㙡ㄶ㈶㤲愱㠶摥㤵戱㘸㌴㔴㤷㡣挴ㅡㄳ扤㠷挷攳挱㠵攳㈲㠹㘴ㅢ㌸昸㙡㈳戰㈷ち㙢ㄳ㤱搳㐳㐵戵昳㐲昱〴㥣ち昳昲㡡㡡㡣㝣搸扢㔸㥦㔲㕢㌱ㄸ㘵ㄴ㔰挰㉢捦昰㔱戴愵㈸愲㌰㈸晣ㄴ敤㈸㡡㈹摡㔳㜴愰㈸愱㈸愵搸㡤㘲㜷㡡㡥ㄴ㥤㈸昶愰搸㤳㘲㉦㡡捥ㄴ慣㙦㜴愵搸ㅢ愲㜸ㅦ㠸㥡捡ㄱㄳ㘷捣挶搲搴㈴㘳昱㔰慦挰㜱收㍣て㍤扣㜷晦摥ㄵ㝤晢ㅥ搶扢㙦慦㐰㘵㔳㌴搹ㄴてつ㙤っ㌵㈵攳挱㘸慦挰愴愶ㄹ搱㐸摤搸搰挲㈹戱㌹愱挶愱愱ㄹ㝤晢捦〸づㄸ㔴㌱㘰攰挰昰攰挱㠳㡡昷㐵攲昱㤵㈳㈶挵㐳攱挴㙦㤴㜲㍦愶㥣㔸㌹愲昷㠴㔰昲㌷㑡戹㍦㔲㑥愸ㅣ㔱ㄵ㙢〸㐶ㅡ㝦㥢㥣㠵攴戳㝦㔵愸㉥㐲攲㐳愱㜸愴㜱㘶㙦捣㜴ㅡ挸搰づ敦㍤ㄲ㘸搷〵ㄳ挹捡㔰㌴㕡ㅤち㤳昳攲〶〲ㄶ㡡㠷ㅡ敢㐲㠹づつ挷㉣愸ぢ㐵㉤㜳愲愸攱戸㘰㝣㐲戰㈱㔴挰㐶㐹㠳挹搹㤸晡㔰㘳㌲㤲㕣搸扥㘱㙡㈲㔴ㅤ㙣㥣ㄹ愲㑢㘱挳愸愶㐸㝤㐱㠱㉡㈸挸㙢搳摤㙤㘶㠴㤸摥㈳攳㜵㤵戳㠲昱愴㘸愴慣挲捤搷戱㜶挸㡣愷捤ㄶ搷愰㐰㐶ㄴ㐹慡㠹㌴㡣つ挵ㅢ㐳㔱ㄶ㈱㜵㍤㌳㥣〴ㄳㄳ昹ㄴ㌸昶搲㤰ㄷ搵捥摡搶戸㈸慣㘲〴㈸捡㈰㝣〷㐰散㌵㘹㐴愰愹戱㍥ㄴ㡥㌴㠶敡てつ㔴㑦ㅤㄴ愸慣ㄹㄷ攸㘷ㅣ㐸户㜲〸㔵戰ㄵ摢慦㌳つ户愱晣摡㘰㝥敤㡣晣摡扡晣摡晡晣摡㔰㝥㙤㌸扦㜶㘶㝥敤慣晣摡㐸㝥敤散晣摡㌹昰戱愷愲戶㙤昳慤㈹㜹搱ぢ㕦㥥晣捡㡦愳㉥㝦㜷攵挴昱㍤昶慤㔶摣㘴㘵摢㍤〸つ愳㍢㠴慦〷㠴㌶㕢晤㘴戶〶ㄸ〷搳敤㄰〸愵晥㡡搹攲慣晤昵㝤㝦㉣搶㘹搴搱ㅢ收慣㝢昳攲て㥥晤㐰㜱て㈰㌹㝢搱昹㔰〸㕦㙦〸㡦㥣晤㡣㍥㜴敢ぢ愱搴㑢㔶捥敤㙢㑦ㅡ㌶㙦昸戵愳㔷扤昶捣捦攱ㄳ㙦摣愸戸㐳㤱㥣晤攸摣ㅦ挲㌷〰㘲㑦㙣㐵㠱ㄱ愱㐶攰㤷摣㠵㕥㝦㘳㈰扤づ㠳㔰敡㔹㉢攵搶扥挱慦搶㤶扤㍣晥愶攵㌳㙥ㅡㄷ扣㘰慣攲慡㉡㈹〷搱㜹㌰㠴敦〸〸㙤㌶て戳ㄶ㝤〸摤㡥㠴㔰敡〹㉢㘷攵攸㥤㡦㤵㝤晥搶戸〷晡㉤㡢㉥㍥敢㠲挹㡡㝢㍢挹㜹ㄴ㥤㠷㐱昸㡥㠶搰㜲ㅥ㉥㌹晢ㅢ挳改㌶〲㐲愹㐷慤㥣㍦ㄹ㌷㔷攴晤敤愹㜱敢㉦敢㌱㝤敤敥㙤㕥㔷摣㜹㑡捥㉡㍡ㅦ〳攱ㅢ〹愱攵㌴攷戳挲ㄸ㐵户搱㄰㑡㙤戴㜲ㅥ㍡㘳攴て㜵㤱㜳挷㕦扣收散㘳捥改戱晣㔰挵㝤戱攴㍣㤶捥㘳㈱㝣攳㈰戴㥣收摡搸摦ㄸ㑦户〹㄰㑡摤㙢攵㕣㍢㘲挴挴ㄵ㙤〶㡦㔹摡敤㠱㘹㍢摥㉦ㅥ慡戸㕡㑡捥㐹㜴㥥っ攱慢㠶搰㜲づ戰搶昰ㅡ扡㑤㠱㔰㙡扤㤵昳敢㡦㝡扥戸攳愵搷挶㥥摦昶改㘷ㅦ昴㡦敢慤昸㑤㈱㌹㡦愳昳㌴〸摦昱㄰㤹戴摢㜰㥥㐰慦ㄳ㈱㤴扡搹㑡㔹摢ㄸ㕥㌱散㤶昳㉡搷㤷㡥㝦㘹换㌵晦㜹㑥昱㝢㐷㔲㥥㑣攷㔳㈰㝣愷㐲㘸戳㌹搰愲愸㤶㙥搳㈱㤴㕡㘷攵摣㝡昴㥣敥つぢ慥㤹戰散敡㙤㙦㔴ㅦ㜷捡㍢㡡㕦㘳㤲㜳〶㥤敢㈰㝣昵㄰㕡㑥㜳㍥晢ㄹ㈱扡㠵㈱㤴㕡㘹攵㍣敡摥㠶挱敦晤慤㝥挲昹㝤扡ㅦ㌴㜱挴愶㕦ㄴ扦ㄵ㈵攷㉣㍡㐷㈰㝣戳㈱戴㥣㈶敤晤つ㙥昱㐶ㄴ㐲愹慢慣㥣㙦ㄸ㝦改ㄳ戸㘰昹愸昳扢㝥摡攷摢〳㥥晥㐱昱㑢㔶㜲㌶搲㌹〶攱㥢ぢ愱攵㌴攷㜳㠰㜱ㅡ摤攲㄰㑡㕤㙡攵㍣㙤攵㉤晢㜴扤㙥挸㤸〷㘶㡥摢㌹㌳搴㜱戹攲㜷戶攴㑣搲戹〹挲㌷て㐲换㘹搲摥摦㤸㑦户〵㄰㑡㉤戵㜲摥㜹昲愷㉦っ摤㌹昶㤸慢ㅥ㙡㜷攵戶昰㐷〳ㄵて〱㈴攷改㜴㍥〳挲㜷㈶㠴㤶搳㕣㍤㉢㡣戳攸㜶㌶㠴㔲㡢慤㥣㠱搵㑦㝤㕡㔳昴昷㜱ㅢ㍥〹㝣㔷晥搹㠶㑢ㄵ㡦㈸㈴攷㈲㍡㉦㠶昰㉤㠱挸㕣㤵捣㤴〳㡣㜳改㜵ㅥ㠴㔲㘷㔸㈹㡦扥攴㠸ㅦ慢㙥㕣㔹昵昰搱摢㍥㝣㈸㍣㘲慡攲昱㠹愴扣㠰捥㑢㈱㝣换㈰戴搹慣㤰㔵愹挲戸㤰㙥ㄷ㐱㈸搵㘴攵㍣㘳㜹改〱搵晤㙢㡥㍥昷昵愵㥤㠷捥搹昹愱攲攱㡥攴扣㠴捥㤷㐲昸㉥㠳搰㜲㥡慢㘷㍦攳て㜴扢ㅣ㐲愹㤸㤵戳敤㠴㌹㤱㜷㑦㝤㝦晣摤㐵搳搷搷慤敡㜸戶攲搱㤳攴扣㤲捥㔷㐱昸慥㠶搰㜲㥡戴㔷ㄸ换改㜶つ㠴㔲ㄱ㉢攷攲㑢敥晦散戲搳昷ㄸ戹晡昴㈵摦㥥㜶挲ㄵ㙦㉡ㅥ㡣㐹捥ㄵ㜴㕥〹攱㕢〵愱攵㌴攷戳挲㔸㑤户㌵㄰㑡搵㔹㌹㘷㜶昹敦㝤摤㑡敢慢㌶㉥㉥㝦㙤敡㔱㡤㠷慡捥㌰㑢捥戵㜴㕥〷攱扢づ㈲㤳㈲㝢㉢扡㥥㕥㌷㐰㈸㜵㡡㤵戲㘱摡㐷ぢ扥㔸戶㜸挲㙤㜷扥搸晢㡡㠷扦㥦慤㜸愴㈸㈹㙦愲昳捤㄰扥㕢㈰戴搹㌴户愲㝥挶慤㜴扢つ㐲愹㘹㔶捥晥敢敢ち㝦慡摥㜷摣㌵㠷㜷搸晦摤敡㉢㕥㔰㕤㘱㤶㥣㜷搰㜹㍤㠴敦㑥〸㉤愷扤㉡摤㐵户㍦㐱㈸㌵搹捡㜹捤搰换㉡慥㜹昸改㤱ㅢ㈲㜷晦敢㤶㥦㜷摢㐳昱㌸㔶㜲摥㐳攷㝢㈱㝣昷㐱戸㉦晡〰攳㝥㝡㙤㠰㔰㙡慣㤵昲散㈷摡㉦戹户摢㈳㔵㤷㡥㍣㘲晡ㅥ㝦㍤㜶㕤昱〳㌰㑦戶㡥㍥慡攲挱昹㌸㠴摢㜵㜰搸慦㜷㕦晥㙢昹㤸ㄸ㠷挴攱㠱攱挳挳ㄵㄵ昵〳晢〶晢〷ぢ〳㐸㥢敢挱ㄸ㌷㤰攲昰戴㐸㘳㝤㙣扥ㅣ㥤ㄵ㠷㐷㐶愲挹㔰㕣㤴㤲㌰晥㤸㐷㤸愲户てㅦ戳〰挷攵㜵收㠱㕣愷㜰㘵㈸㥥挴ㄱ㙤㜲攱慥愳扢㝤㐶〴ㄳ愱㕤㙡㑦㉢昷㠸ㄸ㡥愱ㄲ㝢扢ㅢ㙢㤲挱㘴愸㙢愶㙤㔷ㄲ㉤慣〶㠷扢愱㠴捣搲㝥㤹㘱挷〵愳㑤愱攱ぢ㈲愶㜹摦っ㌳づ㝣㘳㌳扣慤㈳攳愱搳㔲㔶㙤㡥㠶攳㑣㙣㥥攴搶㤶搲㌴㤹昳ㄵ愸㥣ㄵ㑢㠴ㅡ㘵昶㝡㌶㑣㡡搴捤〹挵㙢㐲㍣㡦ぢ搵换愲敥㐱㤳㜵昴摤㜳㘲㈳ㄶㄴ挷搳昵〷㌸㝢〹㜴〸㐷㥤昵㤸摦戹㐰㜹攱㤴攰㡣㘸㘸捦㌴ㄷ戳㈶っ㕤搲扡㐷挶敡㥡ㄲ㤵戱挶㘴㍣ㄶ㑤户っ慦㥦ㄷ挴ㄱ㝦晤昸㔸㝤愸㐰愶㍣㔳慡扣㌶㙤㤴捡敢攱㜶攸捣摣〹ㅥ㕣㍢㔶ㄲㅥ挲㘷㜷㜶慣㐴㜴㜶㍤㈸㑦㘵㐶挳戱㤲搱晦攰慣㜳攲㕣〹改摤㌷慢户换㑡捡愰捥改ㅢ㕥敦㙡昰〳ㅥ愲㈱㙥㤵昹攵摥㈹㜷慤㤷㉤捣愹㠳ㄵ㥥戶搳㍢ぢ㘸㤲㌶戵敥戵慥㜳㝥㝥㐷㙢改㡦㤹㠷昳扡搱挱挶晡㘸㈸㥥昵愲㠳攲ㅣㄹㅢ㈹ㅥ愴㜸㠸攲㘱㡡㐷㈰ち慢戰㡦昳㐴戴〰ㅥ㙡㠱㕡㔸㌸㍦㔲㥦㥣攵㥢ㄵ㡡捣㥣㤵㐴ㅦ㉥㔶ㄴㄵㄱ㙥㙤㌲ㅥ㐵㤷昱ㄷ㡡挷㈰晣晥㍣㕦㌳晥收昹晣㤸昲ち㜹㜲昶㝦㍦㠵捣㐷㤴㈱㘷慣戸㥥㤰㈸㙣挰㠹㜱愲㑤ㅢ户愵ㅥㅤ㑣捣㑡㜲㠳换㙥㘴扥㑤ㄴ㡦㐳ㄴ㍦〱㌱㝥㜴㈸㡡捤昵㌷扡ㄴ㔱㜸㈰㔲戶㜸搲换㐳戱㍤ㅢ㙡ㄶ㌶搶捤㡡挷ㅡ㜱㌹愸㉡㤸っづ慦挳㤹㝤㐲〵㝤つ攳㘲㤵㑤㐹㕦挳攸〸晥ㄴ㌷㔴㠷收㠶㠲挹㑡散㡤㤳敤ㅢ挶攱慡㠰散㉥挷搴㉦㈸㙣㌰㑦攸慢㐲㠹㍡㠳㘷晥㘳戰昷㔹攰㐳ぢ扢搳攲〶敥㑦㐲ぢ㤲㑣摤戶㘱㔲㄰㔷づ㤲〶㥣㝡㑡㤴搹㘲㘴㝢改戳愳晤㤶㠶っ愵搲㜴㘴㘹㈷ㅤ㘶愶㍣慥㈰昸愲挴ㄷ㙣㠱㈵㌳㌷㤴愹挹㐸㌴搱摢㐲户㜷㔵っ㤷㠵㐲㜲㐱㡣愸晢㝣㔸㡦㝣㔹戹捡摣㥥㜹改㘰㘲摤っ㌳㉤㘶㘵㔴㍣搶㌴㜷㍦攴晡慤昲㌰㔷㥥戱ㄹ㘲摤㝦敥ㄸ搲敤㡦㜷敦戴晥㥥㠳㉤㐵㈶摦㤳㌰㝡ㅣ㤲昴㌳㥡㘱愴ㅢ晥挸㘴㍣㡤㍦㝥㠳㌱ㅥ戶挲㜲搸㕣㜷戴ㅥ㔷㍦ち攱㕦摣〰ㄴ愶挴㐳㜲㌹愷㐸㤴㠵㜳㐳敤ㅢ愶挵攲㜳㘶挴㘲㜳戸㔲㜴㄰㉤㌱㉢ㄴ㑡昲ㅡ㐹㍢敢㤲㄰摢㑡愹㌶㙤搲慥㝣㌸㉥愶散㡦晣扥攷㈱摡て㡦㐶〳㜶挶㠴㙦ぢ扡摡攰ぢ挵昷〲ㅡ㍤挷㔵㔶搶㡥て搵㐷㥡ㅡ挶挷㜰㘱㌰搰昷昰㐳晢づ㍣戴㕦摦㡡㝥㠱戹㜲昱㉦挸换㥦扤ㄷ㐴ㄳつ慡ㅦ〰攱〵㡤昰昰㈱㥦㝦㜹挹戶㠹㡢扦扥昸摤㐵戱挴㜶㔵㘱ㄹ戴慢㈷〷愱㐴〰ㅦ攳㘵㡡㔷㈸㕥愵㜸㡤攲㜵〸搵ㄳ愱摣㝢愱㥤㍥ㄹ㝦㠳㙥扣㐱昱㈶〴昶㍢〲扣戹ぢ㔲摤搱挵摤㤰昱ㄶ挵㔶〸挵㉢㉦摣㘲昳㡣户㈱㍣㘹㝦〷㐶㡤㜶晢敡㑤㌳㡣㤸㤹搴摣ㄸ敦愱挳㙦㌰㐶愷㕤㙣敡㄰搸㐸扤㐱愸つ㠲㙢㄰㔸搵ㄵ㘹㕣挱敡㘲ㄹ戴换㐲扤㄰ㄶ㘰晣挷ㄴ㥦㔰㝣㑡昱ㄹ挵攷㄰慡㈳㐲摤挱晡㠲㍥㕦㔲㙣㠷挸〰敢㔰㜴〹㔸㕦搱攱㙢〸搵〷挲〴敢ㅢ戴㍣挱晡ㄶ㐶て戰㕣戶㤱敦攰敤㌷ㄸ愳㠳㈵㌶搵ㄷ㌶㌷戰昲扤挰㔲㤶㐱扢摥搵て㤹〲慣㤴愷㈰戸摢㌲昲㈹摡㔰昰㈲扥晡改ㄷ㉦戰㝣昴㘹㑢㔱〴㤱〱㔶㝦㈴㉤㘳㘲㍦ㅤ摡㐱愸㠱㔰㑤戰㡡愱㝡㠲搵ㅥ挶捣昳ㄱ晢晡㔰㌳㔲㘰㔱㜶慤㔸㈵㜰昶ㅢっ搱戱ㄲ㥢㍡っ㈱㙥㔸㝤㡡攵㜲㕤戱㍥戱っ摡㠵扣㐱挸ㄴ挰挷攸捣㜲㕤㈸扡㔲散㑤戱て㠴晡搰ㄳ慢晤攸戳㍦㐵〰㈲〳慢挱㐸㕡挶挴〷搰攱㐰〸㌵〴慡㠹㔵㌹㔴㑦慣扡挱愸慤㔸昶㠵挴㘶攴㐸〳慢㍢扣晤〶㘳㜴戰挴愶㡥㐴㠸ㅢ㔸慦㝡㠱昵㡡㘵搰慥㔰ㅥ㠵㑣〱㝣㡣扥㉣㔷㐱搱㡦愲㍦挵〰〸昵扣㈷㔸㠷搱攷㜰㡡㐱㄰ㄹ㘰つ㐳搲㌲㈶㍥㠲づ㐳㈰搴㜰愸㈶㔸㐷㐲昵〴㙢㈸㡣ㅡ㔸收㐹㝥㝦ㅤ㤰㘱昰昶ㅢ㡣昱戰愹ㄱ㈸敢〶搶挳㕥㘰㍤㘴ㄹ戴㑢慦㔵挸ㄴ挰挷ㄸ捤㜲㘳㈸㡥愵ㄸ㑢㌱づ㐲摤敦〹搶〴晡㑣愴㤸〴㤱〱搶㌱㐸㕡挶挴搵㜴愸㠱㔰愳愰㥡㘰㑤㠱敡〹搶㔴ㄸ㌵戰散㑢扦捤挸㤱戶㘶㑤㠳户摦㘰㡣づ㤶搸搴㘸㠴戸㠱㜵㠳ㄷ㔸搷㕢〶敤㥡昲戱挸ㄴ挰挷㤸捥㜲㐱㡡ㄹㄴ㜵ㄴ昵㄰㙡戵㈷㔸㘱晡捣愴㤸〵㤱〱搶㔸㈴㉤㘳攲搹㜴㤸〳愱挶㐳㌵挱㡡㐲昵〴慢〱㐶つ㉣捦㝤㔶っ摥㝥㠳㌱㍡㔸㘲㔳ㄳ㔰搶つ慣㡢扣挰扡搰㌲㘸ㄷ换㈷㈱㔳〰ㅦ㘳〱换㉤愴㌸㥤攲っ㡡㌳㈱搴戹㥥㘰㥤㑤㥦㜳㈸ㄶ㐱㘴㠰㌵ㄹ㐹换㤸㜸〹ㅤ捥㠵㔰㌵㔰㑤戰捥㠳敡〹搶昹㌰㙡㘰搹ㄷ敢㥢㤱㈳㙤捤㕡ち㙦扦挱ㄸㅤ㉣戱愹㈹〸㜱〳㉢敥〵搶㘹㤶㐱扢ぢ㜰ㅣ㌲〵昰㌱㉥㘷戹㉢㈸慥愴戸㡡攲㙡〸㌵挷ㄳ慣㙢攸㜳㉤挵ち㠸っ戰愶㈱㘹ㄹㄳ慦愲挳㙡〸㜵〲㔴ㄳ慣㌵㔰㍤挱晡㈳㡣㤹㕦㠶㥥扢慣㜵㜰昶ㅢっ搱戱ㄲ㥢㍡ㄱ㔵摤戰㍡搱ぢ慢ㄳ㉣㠳㜶㝢攳㘴㘴ち攰㘳摣挶㜲户㔳摣㐱戱㥥攲㑥〸㔵攳㠹搵㥦攸㜳㌷挵㍤㄰ㄹ㔸㥤㠲愴㘵㑣㝣ㅦㅤ敥㠷㔰戵㔰㑤慣㌶㐰昵挴敡捦㌰㙡㉢㤶㝤㝢愵ㄹ㌹搲㔶慣㡤昰昶ㅢ㡣搱挱ㄲ㥢㥡㡥㄰㌷戰㐶㜸㠱㌵摣㌲㘸昷㙤㘶㈰㔳〰ㅦ愳㤹攵㌶㔱㍣㑥昱〴挵㘶〸㌵挴ㄳ慣愷攸昳㌴挵㌳㄰ㄹ㘰搵㈱㘹ㄹㄳ㍦㐷㠷攷㈱㔴〸慡〹搶ㄶ愸㥥㘰扤〰愳〶㤶㝤挵扢ㄹ㌹搲挰㝡〹摥㝥㠳㌱㍡㔸㘲㔳扣换攴〶搶㈱㕥㘰ㅤ㙣ㄹ戴ㅢ㔲戳㤰㈹㠰㡦昱㈶换晤㥤攲㉤㡡慤ㄴ㙦㐳愸〳㍤挱㝡㤷㍥敦㔱扣て㤱〱ㄶ敦㙤㤵㌱昱〷㜴昸㄰㐲捤㠱㙡㠲戵つ慡㈷㔸晦㠴㔱〳换扥㈱搶㡣ㅣ㘹㘰㝤〴㙦扦挱ㄸㅤ㉣戱愹㈸㐲摣挰摡摤ぢ慣摤㉣㠳㜶愷慤ㄱ㤹〲昸ㄸ摢㔹敥㍦ㄴ㕦㔱㝣㑤昱つ㠴㙡攷〹搶㝦改昳ㅤ挵昷㄰ㄹ㘰挵㤰戴㡣㠹㝦愴挳㑦㄰敡㌴愸㈶㔸㍢愰㝡㠲昵㌳㡣ㅡ㔸收㥡㌵㐰〷㘴㈷扣晤〶㘳㍣㙣㉡㡥戲㙥㘰晤昸戳挷〱晣て㤶㐱扢㠵挸慢㜵〱㝣㡣愲㝣〸㡥㌰㌲晣ㄴ敤㈸㡡㈱搴搷〸㜵㍦㌳散㐰㥦ㄲちづ㐶捡〰慢〹㐹换㤸㜸㜷㍡㜴㠴㔰昳愱㥡㘰㜵㠲敡〹搶ㅥ㌰㙡㘰搹户㌰㥢㤱㈳㙤捤摡ぢ摥㝥㠳㌱㍡㔸㘲㔳ぢ㄰攲〶搶〷㕥㘰晤挳㌲㘸昷㐶㑦㐷愶〰㍥㐶㠰攵捡㈸づ愰㌸㤰愲ㅣ㐲㙤昵〴敢㈰晡㜴愷攸〱㤱〱搶ㄹ㐸㉡㘰ㅤ㐲㠷㥥㄰敡㉣㜴㤹㘰昵㠲敡〹搶愱㌰㙡㘰㤹㠷㔹ㄵ㍡㈰㝤攰敤㌷ㄸ攳㘱㔳㘷愳慣ㅢ㔸捦㜹㠱昵慣㘵搰㙥晡㉥㐲愶〰㍥挶㈰㤶ㅢ㑣㜱〴挵㄰㡡㈳㈱搴ㄳ㥥㘰ㅤ㐵㥦㘱ㄴ㐷㐳㘴㠰戵ㄸ㐹〵慣ㄱ㜴愸㠴㔰攷愲换〴慢ち慡㈷㔸挷挰㤸㜹攴㘰摦㈹㙣㐶㡡戴ㄵ㙢ㄴ㥣晤〶㐳㜴慣挴愶捥㐳㠸ㅢ㔶昷㜹㘱㜵慦㘵搰敥㘶昳㈶㜶〰ㅦ㘳ㄲ换㑤愶愸愶愸愱㤸〲愱搶㝢㘲㜵ㅣ㝤愶㔱ㅣて㤱㠱搵㔲㈴ㄵ慣㑥愴挳㐹㄰㡡㜷挲㑤慣㑥㠶敡㠹搵㈹㌰㙡㉢㤶㝤㌷扤ㄹ㌹搲挰慡㠵户摦㘰㡣づ㤶搸搴㐵〸㜱〳㙢㤵ㄷ㔸㉢㉤㠳㜶㥢晥ㄲ㘴ち攰㘳捣㘲戹〸挵㙣㡡㌹ㄴ㔱〸㜵㤵㈷㔸㡤昴㠹㔱捣㠵挸〰敢㔲㈴ㄵ戰攲㜴㐸㐰愸㍦愰换〴㉢〹搵ㄳ慣㈶ㄸ㌵戰散㘱〲捤挸㤱〶搶㝣㜸晢つ挶攸㘰㠹㑤㕤㡥㄰㌷戰㤶㜸㠱戵搸㌲㘸攳て慥㐴愶〰㍥挶㈲㤶㕢㑣戱㠴攲㕣㡡昳㈰搴ㄹ㥥㘰㕤㐰㥦愵ㄴ换㈰㌲挰扡ち㐹〵慣㡢攸㜰㌱㠴㕡㡥㉥ㄳ慣㑢愰㝡㠲㜵㈹㡣ㅡ㔸收㤷愱换㉥敢て昰昶ㅢ㡣搱挱ㄲ㥢扡〶㘵摤挰㥡敤〵㔶挴㌲㘸〳㉢㔶㈰㔳〰ㅦ㘳〵换慤愴㔸㐵戱㥡㘲つ㠴慡昳〴㙢㉤㝤搶㔱㕣〷㤱〱搶㑡㈴ㄵ戰㙥愰挳㡤㄰㙡㌵扡㑣戰㙥㠲敡〹搶捤㌰㙡㘰搹〳㍢㥡㤱㈳㙤捤扡ㄵ摥㝥㠳㌱㍡㔸㘲㔳ㅣ〶攲〶㔶戵ㄷ㔸㤳㉤㠳㌶㘲㘴㉤㌲〵昰㌱敥㘱戹㝢㈹敥愳戸㥦㘲〳㠴ㅡ敢〹搶〳昴搹㐸昱㈰㐴〶㔸敢㤰㔴挰㝡㤸づ㡦㐰愸敢搱㘵㠲昵㍦㔰㍤挱㝡ㄴ挶捣晤扢攷昱晢㘳㜰昶ㅢっ搱戱ㄲ㥢扡〱㔵摤戰㍡挲ぢ慢挱㤶㐱ㅢち㜳ㄳ㌲〵昰㌱㥥㘱戹㘷㈹㥥愳㜸㥥㘲ぢ㠴敡敦㠹搵㡢昴㜹㠹攲㘵㠸っ慣㙥㐶㔲挱敡㔵㍡扣〶愱㙥㐵㤷㠹搵敢㔰㍤戱晡㉢㡣摡㡡㘵て挵㘹㐶㡥戴ㄵ敢つ㜸晢つ挶攸㘰㠹㑤㜱攰㡥ㅢ㔸〷㜸㠱㔵㘶ㄹ戴㌱㍥㜷㈰㔳〰ㅦ攳㝤㤶晢〷挵〷ㄴㅦ㔲㙣㠳㔰㝢㝢㠲昵㉦晡㝣㐴昱㌱㐴〶㔸敢㤱㔴挰晡㤴づ㥦㐱愸扢搰㘵㠲昵㌹㔴㑦戰晥つ愳〶㤶攷㤱挳㤷昰昶ㅢ㡣搱挱ㄲ㥢攲㠸㈴㌷戰晣㕥㘰ㄹ㤶㐱ㅢ扣㜴て㌲〵昰㌱扥㘷戹ㅦ㈸㝥愴昸㠹㘲〷㠴㙡攳〹搶㉦昴搹㐹挱昱㑦ㄹ㘰㜱ㅣ㤴㠰㤵て㥢搱〶㐲摤㡦㉥ㄳ慣〲愸㥥㘰㜱〰扢晢㔶攸㜲慥搳ㄶ捥㝥㠳㈱㍡㔶㘲㔳ㅢ㔰搵つ慢慦㜶㜸㥣敢晣挷㌲㘴㡥捡㉡摣㠸㑣㤹户㥦㘵㄰㜹㙡扣㡡㘳㈴㑣〷㌸晢挲㔳ㅢ㈳挹㐴扢昰昰愶㘴㙣㘴㈴㔹㤵㐸ㄶ㠷㈱搰㤴㤰慥㌲戴挳ㄱ搴㌳㝣㕣㈴㌴㝦ち㙥戴敥慦㥢㌰扥扥戲㈹㤱㡣挹㥤昵晤㜴㝢㔵㙣㐲㉣㔹ㄵ㐹捣㡤〶ㄷ㤶扢㤸㑤换戴㔹愱㐶㡣㌵㡡㘳挸㔱㑢㑥戱戹㜳㐳昵㉥昳㔸ㄳ㙢㡡搷㠵挶㔴晤ㅥ㐶㉢㈹㜳㠸〰㔶㔳㡥㔳㔲摤扣㐷攷㌸㜰摦ㄷ摣攴攳づ戵晡㜵㠳㕤㝣愵㔸摤㔴㌷㍣昳㠲扦㜹㉣换挱㈷ㄸ㝤昲㘰㡢㉢㠸㘳昴㔳㍢㌸晢挳㈰搵散㙢㙦つ慦ㅢ搳㤸㠸搴㠷晣㤶㌶㍥搲搸挱㙡㑥㙣㑡愶㔹㠲ぢ㍡㕡ㄶ摣㐴㥦搸〸攲敢㠲昱晡摦〳㈷㔸㌰㑣㈶㈱捡㠷㝦扦づ㘶㌳㑤㕥摥㜶㕥捦攰戴晤ㅣ散㘴㠸㌳㠷ㄸ戹㡥㘷㐸㙤㠸㘸㌸〶㡥㤵挰扦㍤愱㑥㜵ㄷ㔱ㅢㅦち㌶ち〳㌵挹晡慡搰扣づ攲ㄱ挲慡㡤〷㕡愲愱㡥改慡っ㜷㌱挲挳㘷㈴㘲搱愶㘴愸㐳慡㈵㥢戸ㄱ慥づ㐵㌱ㅥ㘱㕥愸㌸搵㥡㔴㤷挴㌰挹㔴㍥づ昰晢晤戰〳㐴ち㉣㠶㤴㜰攴换戲㘷㑢㕦〸㙥㍤扦㤲㔱㄰ㄹ㤶改㡢㘱㙡搵㑡㑥户て换戳ㅢ攴ㄶ攴㜲攸㔸敥愳晣戸ㄵ㜵戴〷㥦㥡晢㌶搹㙤ㄵ摢㝤ㅣ㘰搷㍥㉣㝢㍣㡣愲攵戳㑣㈵摣㙣愲㜸挸㉣ㄹ愹ぢ㐶愳ぢ㍢㠴挷㌴搶㐵㥢敡㐳攳㠲㌳㐲㔱㝢㙦ㅤ㡢㌷晣㑥昸㉡攰敡㙦㜲㤵〵ㄷ㙢攸攳ㄸ㍣晣㘷㡦㈹晣搵㍢㌸㕣㜴戳扦㔰㤱挳愴攵ㄱ捣挴晦㜹㌸愵ㅦ㐱扢敦ㅡっ㉣㡦㠷㘱㤷愶㜵㜱㕦挶㌱㘷愹ㄱ㤹戲戵㌹摣挶挵挶挵㌰㕡戶摥搱㌵㍡㘲㜶晤㙥戶㈹愱挸攷昳晤摡慦ㄵ㘰㠵㘹扢㌵㄰〳㍢㍢㔳ㅦ挶㐳㉢㙥ㄸ㡦㐲捦ㅣ慤收㌸晣㤰㙦㝣搹〱㤶挲戱㠴㝢㉦昳㜰㘱㑡㈴ㄹつ戵ぢ㡢㕤摡㐵摣ㅣ㠸㘶摢昰㤴㔹ㄸ攱㔵搵㍥㍣㉡ㅥ愹㡦攲㌹㌶ㅥ㝡㘰昴㌶ㅦ挹ㅢㄷ㥡㠹㜱挶㤳㘲㠹〸㠷㔹戵て㑦㠹〷ㅢㄳ㜳㌹挰慦㙥攱敥㘹㥡㤰㔵ㄸㅥㄱ㘹挴挶㘳搶㘴扢㈴㕣㌳㉢㌶ㅦて慡㌶㌵㌴㡥ち捥㑤晣㉥㠸戲扥㑡㠰㤰戹㐵攵慢晣㝣㔵㤴㕦昴㙢扦愳戰㠶㈳㈵㠷晣攴㔳㔸㔴晤〵慤㉣摢㉡㔹戲㐶㜹㜳㕢攵㍣愵㍤㜸改㍡昴㌴昵㤴㉦昷扦㐶㈷㙣愰挵㝢㐰㡣ㄹ㌵㜵捣慥㘷〳晥㍦㡦捣ㄶ㍥㠶挴㔹扥〵㘴慤㐸㡤㐳摥〳捥ㅤ捣㌵㠵㝤㕣㜱っ㈱㥣㕡收摡攷て㡢て㔷㐴㝣㜱搲㥤捤㤱ㄸ㍡㕡㡣敤ㅥ㝢㕤㡣戸挵敥戶㠳愹昰ㄸ慥㈱ㄸ㑤㔸戶捡㔸㐳㐳㤰㙢ㄶ搷捡ㅡ散戲㐳㐵㜲㐰㡤ㅤ㠹ㄱ㠶㤰搵捦敡ち㉥㐰㔷㜰㠱㜴攱㥢㤸捦ㄶ㐸㥢戹㘲㌳㠳昱㐸㜲㔶㐳愴慥㠸ち挷晦晦㉥㔶㐹慣㐱〵〰搳㥥㘴扤挴搱㘹收昰㕥㜳㐴㉡搸敥㡤ㄳ〶㐲㐷昶戱攲收换搷户晡㤵〳户㜱昸㙡昰㜰搶搸ぢ愲㄰攷㜲攸戰戶ㄱ挷㜱ㄷ㝡㘴ㅦ㔴戰〹づ㔹㠷搳戶㠵㠳㝦㕣㉣㔸㍦ㄲて㠳挴攲㙤慤㘷戹㡢㐰㈲昷ㅤ昱㔲㡥愰慥挴㘳〶㜸㝣㘱ㅥづ㜴攳㐵散愸挱攰攴〲㡥扤昶㤹㙣㜱敢捣㉢㉣㙣㔷攴㔶㙢㡣㥤慢摣ㅡ㔲敡㝣ㄶ㝥㡣㤶晦昳挹㠳戰ぢ攵〲昰㔸挱攸捣㠵敤〲愱ㅥ㠷捡攵挹㜰攸㑡㠷扤㠹挶㘶ㄸ㌳户〷捦攱挶〸挸㉢㙣攰㌰攸愲〶㉥づ㡥㈹㝣ㄸㅣ㡤攱搴㠰挴搷慥攸〹搸㡤㝤攰昵挲㤶㉤㐳搱捥㔳㑦㐳搸昵戹〲㔸㌳戸㉦㝣㡣晤㈰搴换攸攴㌹愷㙦㝦㙡㌸摦〸攰慦攳㝣㐳㜱搴㉡捦㌹散挹挱㤸挹㤷㝡ㄵ㈶ㅥ㉤㜳㈷搵搲㤱㤷㝡つ㝥㍣晡挲慤㈹捥㐳㌳㕡昶搷扦㝡ㅤちて〱捣挹昳㑢㑡㜱㘸㉣扦愸昲㕣㜷㡣敡つ㔸戸㜳㌴づ攴㈲扤㠹ㄶ㜷㍡㕣〹戹㡣㐶㌷㠸ㄶ㔷㐲昵ㄶ㈲㙣攰ㄸ㙤〱㜷㄰㌳㜴㘷摥慤敥づ㍤攸㜰㌰ㅤ㌸っ㤷散ㅡ㠷㐰㑢ㄱ昲㥥㈳捣㐱㐸㑦㠶昵㘲ㄸ㐷扦ち㈱㠷㔲〳㈱扤昱搷㐹〸㐷挶㘶㈷攴㔳㜸攴㑣挸㘷㜰㌶〹改挳㜹㘸㠶㥡㈲㠴愳㙥㜳㈱攴ぢ昸㘵㈱攴㑢㤸㠵㤰ち㉥搲㜶㘸㌶㈱㕣㐶愳㍦㐴换㠴㝣㠵㌰ㄷ㐲〶㌰挳㐰收晤摡摤攱㌰㍡ㅣ㑥㠷㙦攰㈰㠴っ㠲㤶㈲攴㍢㐷㤸㠳㤰挱っ㍢㠲㘱㕣慤㠵㤰㈱搴㐰挸㤱昸敢㈴㠴晢戲散㠴攴挳㈳㘷㐲摡挰搹㈴㘴㈸攷愱㔹㡡㤹〷挸㡡㠷改戹㄰攲㠳㕦ㄶ㐲摡挲㉣㠴っ攳㈲ㄵ㐱戳〹攱㌲ㅡ挳㈱㕡㈶挴㡦戰㑤㤸戹㡣㕤摢〸㘶愸㘴摥㜶敥づ㔵㜴㌸㠶づ挵㜰㄰㐲㐶㐲㑢ㄱ㔲攲〸㜳㄰㌲㡡㘱愳ㄹ搶ㄹづ㐲挸ㄸ㙡㈰攴㔸晣㜵ㄲ挲㈱扥搹〹改ち㡦㥣〹搹ㅢ捥㈶㈱㘳㌹て㘹㠴散〳㕢㉥㠴㜰ㅣ㜱ㄶ㐲昶㠷㔹〸ㄹ捦㐵ち㐰戳〹攱㌲ㅡㄳ㈱㕡㈶攴〰㠴㙤搲〹㤹挴っ㤳㤹昷㐰㜷㠷㙡㍡搴搰愱ㅣづ㐲挸ㄴ㘸㈹㐲扡㍢挲ㅣ㠴㑣㘵搸㜱っ敢ぢ〷㈱㘴ㅡ㌵㄰㜲㍣晥㍡〹攱㌰攲散㠴昴㠳㐷捥㠴昴㠷戳㐹挸〹㥣㠷㌴㐲〶挰㤶ぢ㈱ㅣ慢㥣㠵㤰挳㘱ㄶ㐲㑥攲㈲つ㠲㘶ㄳ挲㘵㌴㑥㠱㘸㤹㤰㈳㄰戶㐹㈷攴㔴㘶愸㘵摥㈱敥づ搳改㄰愴挳㤱㜰㄰㐲㘶㐰㑢ㄱ㌲捣ㄱ收㈰愴㡥㘱昵っㅢつ〷㈱㈴㐴つ㠴㠴昱搷㐹〸㠷㉡㘷㈷攴㔸㜸攴㑣挸㔸㌸㥢㠴捣攴㍣愴ㄱ㌲づ戶㕣〸攱㜸攸㉣㠴㑣㠴㔹〸㠹㜰㤱㈶㐱戳〹攱㌲ㅡ㜳㈰㕡㈶愴ㅡ㘱㥢㜴㐲愲捣搰挰扣㌵敥づ㡤㜴㠸搱㘱ちㅣ㠴㤰戹搰㔲㠴㑣㜳㠴㌹〸㌹㡤㘱㜱㠶㑤㠷㠳㄰㤲愰〶㐲攴㌵㑡扢慥敡慡㈰ㅣ戲ㄳ㌲〳ㅥ㌹ㄳ㔲〷㘷㤳㤰㈶捥㐳ㅡ㈱昵戰攵㐲㐸ㄸ㝥㔹〸㤹〹戳㄰㌲㥦㡢㌴ぢ㥡㑤〸㤷搱㔸〸搱㌲㈱戳ㄱ戶㐹㈷攴㜴㘶㌸㠳㜹攷戸㍢㥣㐹㠷戳攸㄰㠵㠳㄰㜲㌶戴ㄴ㈱㌱㐷㤸㠳㤰㜳ㄸ戶㠸㘱ぢ攰㈰㠴㉣愶〶㐲㤶攰慦㜳ぢ攱㤰敢散㠴㥣づ㡦㥣〹㌹〳捥㈶㈱攷㜲ㅥ搲〸㌹ㄳ戶㕣〸攱戸敥㉣㠴㥣〳戳㄰㜲㍥ㄷ㘹ㄱ㌴㥢㄰㉥愳戱ㄴ愲㘵㐲㤶㈰㙣㤳㑥挸㌲㘶戸㤰㜹捦㜵㜷戸㠸づㄷ搳攱㍣㌸〸㈱㤷㐰㑢ㄱ戲搴ㄱ收㈰攴㔲㠶㕤挶戰换攱㈰㠴晣㠱ㅡ〸戹ㅣ㝦㥤㠴㜰㔸㜷㜶㐲慥㠴㐷捥㠴㕣〵㘷㤳㤰㉢㌸て㘹㠴㕣つ㕢㉥㠴㜰散㜸ㄶ㐲慥㠵㔹〸戹㡡㡢戴〲㥡㑤〸㤷搱㔸づ搱㌲㈱慢㄰戶㐹㈷攴ㅡ㘶戸㤶㜹㔷扢㍢慣愰挳㑡㍡慣㠱㠳㄰戲ち㕡㡡㤰㜵㡥㌰㍥㡡㘹㥤摦慣㘶搸ㅡ㠶摤〶〷㈱攴㡦搴㐰挸㕡晣㜵ㄲ挲戱攳搹〹戹〳ㅥ㌹ㄳ戲ㅥ捥㈶㈱敢㌸て㘹㠴摣〹㕢㉥㠴㜰㠰㝡ㄶ㐲敥㠶㔹〸戹㥥㡢㜴て㌴㥢㄰㉥愳㜱㈳㐴换㠴摣㠷戰㑤㍡㈱㌷㌱挳捤捣㝢扦扢挳㉤㜴戸㤵づㅢ攰㈰㠴摣〶㉤㐵挸㐶㐷㤸㘳ぢ戹㥤㘱㜷㌰慣ㄹづ㐲挸㝡㙡㈰攴㑥晣㜵ㄲ戲〹づ搹〹㜹ㅣㅥ㌹ㄳ昲〴㥣㑤㐲敥攲㍣愴ㄱ戲ㄹ戶㕣〸㜹ち㝥㔹〸㜹ㅡ㘶㈱攴㙥㉥搲㌳搰㙣㐲戸㡣挶扤㄰㉤ㄳ昲ㅣ挲㌶改㠴摣挷っ昷㌳敦昳敥づㅢ攸昰㘷㍡㙣㠱㠳㄰昲〰戴ㄴ㈱㉦㌹挲ㅣ㠴㙣㘴搸㠳っ㝢ㄳづ㐲挸㐳搴㐰挸挳昸敢㈴㠴㘳攰戳ㄳ昲ㄶ㍣㜲㈶㘴㉢㥣㑤㐲ㅥ攱㍣愴ㄱ昲㌶㙣戹㄰挲㠱昶㔹〸㜹て㘶㈱攴㔱㉥搲晢搰㙣㐲戸㡣挶㘳㄰㉤ㄳ昲〱挲㌶改㠴㌴㌳挳㈶收晤搰摤攱㜱㍡㍣㐱㠷㙤㜰㄰㐲㌶㐳㑢ㄱ昲㤱㈳捣㐱挸㤳っ㝢㡡㘱摢攱㈰㠴㍣㑤つ㠴㍣㠳扦㑥㐲㌸捥㍥㍢㈱㕦挱㈳㘷㐲扥㠶戳㐹挸戳㥣㠷㌴㐲扥㠱㉤ㄷ㐲㌸㤸㍦ぢ㈱摦挱㉣㠴㍣捦㐵晡ㅥ㥡㑤〸㤷搱㜸〱愲㘵㐲㝥㐴搸㈶㥤㤰ㄷ㤹攱㈵收晤挹摤攱㘵㍡扣㐲㠷ㅤ㜰㄰㐲㕥㠵㤶㈲㘴愷㈳捣㐱挸㙢っ㝢㥤㘱㐵戸搶㉢㠴晣㤵ㅡ〸昹ㅢ晥㍡〹攱㔸晥散㠴昸攱㤱㌳㈱敤攰㙣ㄲ昲〶攷㈱㡤㤰㘲搸㜲㈱㠴てっ㘴㈱愴〴㘶㈱攴敦㕣愴㔲㘸㌶㈱㕣㐶㘳㉢㐴换㠴散㡥㌰ㄷ㐲摥㘶㠶㜷㤸户愳扢挳扢㜴㜸㡦づ㥤攰㈰㠴扣て㉤㐵挸㕥㡥㌰〷㈱晦㘰搸〷っぢ挰㐱〸昹㤰ㅡ〸搹㠶扦㑥㐲昸扣㐰㜶㐲づ㠰㐷捥㠴ㅣ〸㘷㤳㤰㝦㜲ㅥ搲〸㈹㠷㉤ㄷ㐲昸㔰㐲ㄶ㐲扡挳㉣㠴㝣挴㐵敡〱捤㈶㠴换㘸㝣〲搱㌲㈱㠷㈰捣㠵㤰㑦㤹攱㌳收敤改敥昰㌹ㅤ晥㑤㠷㕥㜰㄰㐲扥㠰㤶㈲愴㡦㈳捣㐱挸㤷っ摢捥戰㐱㜰㄰㐲晥㐳つ㠴㝣㠵扦㑥㐲昸㑣㐲㜶㐲㡥㠰㐷捥㠴っ㠱戳㐹挸搷㥣㠷㌴㐲㡥㠴㉤ㄷ㐲昸攰㐳ㄶ㐲㠶挱㉣㠴㝣换㐵㍡ㅡ㥡㑤〸㤷搱昸づ愲㘵㐲㐶㈰捣㠵㤰敦㤹攱〷收慤㜴㜷昸㤱づ㍦搱愱ちづ㐲挸づ㘸㈹㐲㐶㌹挲ㅣ㠴晣捣戰㕦ㄸ㌶〹づ㐲挸㑥㙡㈰㐴挶㝥㌹捥搴昹攰㐳㜶㐲慡攱㤱㌳㈱㌵㜰㌶〹攱つ扡㜴㐲愶挰㤶ぢ㈱㝣扡㈲ぢ㈱搳㘰ㄶ㐲摡愰㠲㍡ㅥ㥡㑤〸㤷搱㈸㐴㙦换㠴㥣㠸㌰ㄷ㐲㝣㥣改戶捣㝢㤲扢㐳ㄱㅤ昸收㘷㜵㌲ㅣ㌶㘳攵㌶晣搰㔲㠴搴㍡挲搰㙦㥦㠷戴㐳摢㈸㠶㔰戳攰㈰㠴戴愷〶㐲㍡搰捤㐱〸ㅦ慥挸㑥挸㙣㜸攴㑣挸ㅣ㌸㥢㠴㤴㜰ㅥ搲戶㤰㈸㙣戹㄰挲㈷㌸戲㄰ㄲ㠳㔹〸搹㡤㡢㌴ㄷ㥡㑤〸㤷搱攸〸搱㌲㈱㜱㠴戹㄰搲㠹ㄹ昶㘰摥㠴扢挳㥥㜴搸㡢づ㐹㌸㙣㈶㈱㥤愱愵〸㤹敦〸㐳扦㑤㐸ㄷ戴㡤慥㄰㙡ㄱㅣ㠴㤰扤愹㠱㤰㝤攸收㈰㠴て㜰㘴㈷㘴〹㍣㜲㈶攴㕣㌸㥢㠴散换㜹㐸㈳攴㍣搸㜲㈱㠴㑦㠹㘴㈱㘴㈹捣㐲挸晥㕣愴㘵搰㙣㐲戸㡣㐶ㄹ㐴换㠴㕣㠴㌰ㄷ㐲づ㘰㠶〳㤹昷㘲㜷㠷㜲㍡㜴愳挳㈵㜰搸㑣㐲づ㠲㤶㈲攴て㡥㌰昴摢㠴㜴㐷摢攸〱愱㔶挰㐱〸㌹㤸ㅡ〸㌹㠴㙥づ㐲昸㤰㐸㜶㐲㔶挱㈳㘷㐲㔶挳搹㈴愴㈷攷㈱㡤㤰㌵戰攵㐲〸㥦㐴挹㐲挸㍡㤸㠵㤰㐳戹㐸搷㐱戳〹攱㌲ㅡ㝤㈰㕡㈶攴〶㠴戹㄰搲㤷ㄹ㉡㤸昷㐶㜷㠷㝥㜴攸㑦㠷㥢攰戰㤹㠴っ㠰㤶㈲攴㔶㐷ㄸ晡㙤㐲〶愲㙤ㅣ〶愱敥㠱㠳㄰㜲㌸㌵㄰㌲㠸㙥づ㐲昸㈰㑡㜶㐲敥㠳㐷捥㠴摣て㘷㤳㤰挱㥣㠷㌴㐲㌶挰㤶ぢ㈱㝣摡㈵ぢ㈱ㅢ㘱ㄶ㐲㠶㜰㤱ㅥ㠴㘶ㄳ挲㘵㌴㠶㐲戴㑣挸挳〸㜳㈱攴㈸㘶ㄸ挶扣㡦戸㍢ㅣ㑤㠷攱㜴昸ㅦ㌸㙣㈶㈱㈳愰愵〸㜹捣ㄱ㠶㝥㥢㤰㑡戴㡤㉡〸昵っㅣ㠴㤰㘳愸㠱㤰㤱㜴㜳㄰挲愷㕤戲ㄳ昲ㅣ㍣㜲㈶攴㜹㌸㥢㠴㡣攲㍣愴ㄱ戲〵戶㕣〸攱㈳㌵㔹〸㜹〹㘶㈱㘴っㄷ改㘵㘸㌶㈱㕣㐶㘳㉣㐴换㠴扣㡡㌰ㄷ㐲挶㌱挳㜸收㝤捤摤㘱〲ㅤ㈶搲攱㜵㌸㙣㈶㈱㤳愰愵〸㜹挳ㄱ㠶㝥㥢㤰挹㘸ㅢ搵㄰敡㝤㌸〸㈱㌵搴㐰挸ㄴ扡㌹〸攱ㄳ㌵搹〹昹〰ㅥ㌹ㄳ昲㈱㥣㑤㐲愶㜲ㅥ搲〸搹〶㕢㉥㠴昰戱㥤㉣㠴㝣〴戳㄰㌲㡤㡢昴㌱㌴㥢㄰㉥愳㜱〲㐴换㠴㝣㡡㌰ㄷ㐲㑥㘴㠶㤳㤸昷㌳㜷㠷㤳改㜰ちㅤ㍥㠷挳㘶ㄲ㜲㉡戴ㄴ㈱㕦㍡挲搰㙦ㄳ㔲㡢戶㌱ㅤ㐲㝤て〷㈱㈴㐸つ㠴捣愰㥢㠳㄰㍥戵㤳㥤㤰ㅦ攱㤱㌳㈱㍦挱搹㈴愴㡥昳㤰㐶挸づ搸㜲㈱㠴㡦〶㘵㈱㘴㈷捣㐲㐸㠸㡢㤴㠷㐳㕤㥢㄰㉥愳㌱ㄳ愲㘵㐲昲ㄱ收㐲挸㉣㘶㠸㌰㙦ㅢ㜷㠷搹㜴㤸㐳㠷〲㌸㙣㈶㈱㔱㘸㈹㐲摡㍡挲搰㙦ㄳ搲㠰戶搱〸㔱戸ㅢㅣ㜲㝢搰㠴愳攱㑡ㅤ㑦晦㜰㤴㘴㘲户昰攴愶㘰ㄴ㍦㤹㌱ㄱ〳搱㤳散晡㍤っ㐳㉣㌰ㅦ〷挸㝣㍤㜴晡㉦㘹攰ㄹㅡ㔹㠴㤳㑥搹て㑢㤶㠹㐱扡慦戵㙣〹㝡晥扡挷〵晣㠵㔷晣戴㜳㘷㙥㔵ㄴ慡戴㥤挷㔷㤲搶搶收ㄵ戱㈶㐸〲㜵ㅣ㌸扤㍢㥡㔹㐶攳㘶㡣㥣㘷愶㡥扢㠶ㄴ㜲㤸㘸捦㈸㝦㕣挷㙤㉣㘲晡愰摣戹㔸㍢㔴㈷㔴㘳づ攳㌴㙡搶㡣ㄴ敥㠵摥ㄶ㐷㜴㈲〰㡦〴㜱㙣㘷㑤㜲㘱ㄴ攳㘹搹攴㡢㌶捤ㄶ㠷ㄵ㥡㘶捣㕥㉣㕥㠰㘷㥦㌲摦慣㥢㡡㝤〰愹摡㜵捡㜸㤳戱㠴搱戲〷收愶昰㌲㠰敢ㄹ㥦㡥㈷㘳㌸昹ㄲ㤸挵㑥攳㈳㜵昱㔸㈲ㄶ㑥〶㙡㌰㈴㍣挰㜷㕢攳㔵㌵㝤㠷ㄷ㕥㠲㡣慥㌵戹㘰〵㡤晣㕤ㄸ愱挸㍦愷㌱㌶扦㔱收愶㌰挱㔷㝣ぢ㕥㙤摢戲っㅦㄹ㤰改㐰㠰㔷摡ㄹ㌳捡愹戴㡢摤攸㙡㌷昶戶ㅡ㈵晢愰挱㈸㥦㜸晥㠶愲㜴㕦㘴㘶ㄵ㕦ㄳㄶ㘰户捡ㄱ戵改㍦㜹攳㥢㠷敥㘲㜴换愰搵㙡扣つ摢㌷ㅦ㍤ㅤ搰攳ㄸ攱㕤扡㥦㤵挵㔸〰愳㔱㠶㝣㐶〰㐲〵搰捦㕤㠹㕦㥤て摣戸慡戳㤶慣戲慡っ㑤慥戶挶㤹㠸㔱〷愲㈵㄰㥤㐵つ㑥㜴㔴摤㈰戹㕡愹㈵〸㈵㤹攸捣昳㥤〳ㄷ㑦㠶搴㈲戸㤱愵㜴㤴て㘲㍥㑣愵摤敤㐶て扢㜱戰搵㈸㌹〴㡤搶㐱戹㈷㌲戳㡡㐱㤴つ㘲㙡㄰挶搲㕥㜶晦㜹散敡㑥㡦㠳㈰㔴㙦昴㥢戸㉤挴㤲愴攳搶〷㌶挱㙤ㄹ㘲㔴〵㌴挱敤㐲㙡㠸㠵㥥愷晡㐳ち㙥昳㄰㙥攳㘶㄰㌷慥挴㉡改ち搱〰㠶㘲㉡ㅤ㘸㌷づ戳ㅢ㠷㕢㡤㤲㐱㘸戴づ㐴㠳㤱㤹㔵㌲㈱㍡挲敥扦㥣㄰昱㘵慡㐶㉦〸㜵㈴晡㑤㠸ㅡ㌴㠸㠶挲㈶㄰㕤㑤㔰㠶㐱ㄳ㠸㤶㍢㈱ㅡ㡥㕥㠱㘸戶㉢㐴戳㕣㈱ㅡ㠱㈰㑥愵㤵㜶愳捡㙥ㅣ㘳㌵㑡㐶愲搱㍡㄰㡤㐲㘶㔶挹㠴㘸戴摤扦㠶㄰昵愷〷ㅦ搴㔰挷愲摦㠴㈸愸㐱㌴ㄶ㌶㠱攸㍡㠲㌲ㅥ㥡㐰㜴扤ㄳ愲㠹攸ㄵ㠸㑥㜵㐲挴晤愳慣㐵㈷扢㐲㌴〹㐱㥣㑡㈷摢㡤㙡扢㔱㘳㌵㑡愶愰搱㍡㄰㑤㐵㘶㔶挹㠴攸㌸扢晦㌶㐲㌴㤸ㅥ㠳㈰搴昱攸㌷㈱㥡慡㐱㜴〲㙣〲搱㥤〴攵㈴㘸〲搱㕤㑥㠸㑥㐱慦㐰㔴敤ち搱㈴㔷㠸㑥㐵㄰愷搲㕡扢㌱摤㙥〴慤㐶挹っ㌴㕡〷愲㍡㘴㘶㤵㑣㠸敡敤晥つ㠴㘸ㄸ㍤㡥㠲㔰㘱昴㥢㄰㡤搱㈰㥡〹㥢㐰昴㈰㐱㠹㐰ㄳ㠸ㅥ㜲㐲㌴〷扤〲搱㐸㔷㠸慡㕣㈱㡡㈲㠸㔳㘹㠳摤㘸戴ㅢ㌱慢㔱㌲ㄷ㡤搶㠱攸㌴㘴㘶㤵㑣㠸攲㜶㝦㌳㈱攲㕢㔲㡤㉡〸㤵㐴扦〹搱㔰つ愲㈶搸〴愲捤〴㘵㍥㌴㠱攸㐹㈷㐴ぢ搱㉢㄰ㅤ攱ち搱㈰㔷㠸㑥㐷㄰愷搲㌳散挶㤹㜶攳㉣慢㔱㜲㌶ㅡ慤〳搱㌹挸捣㉡㤹㄰㉤戲晢户㄰愲戱昴㌸ㄶ㐲㉤㐱扦〹㔱㠵〶搱戹戰〹㐴㉦ㄳ㤴昳愱〹㐴慦㌸㈱㕡㡡㕥㠱愸户㉢㐴扤㕣㈱㕡㠶㈰㑥愵ㄷ摡㡤㡢散挶挵㔶愳攴ㄲ㌴㕡〷愲㑢㤱㤹㔵㌲㈱扡捣敥㝦㤳㄰昱㡤愸挶㈴〸㜵㌹晡㑤㠸扡㘹㄰㕤〱㥢㐰昴㌶㐱戹ち㥡㐰昴㡥ㄳ愲攵攸ㄵ㠸づ㜰㐲㤴晡搲て戸㐲㜴つ㠲㌸㤵㕥㙢㌷㔶搸㡤㤵㔶愳㘴ㄵㅡ慤〳搱㙡㘴㘶㤵㑣㠸搶搸晤摢〸搱㌴㝡ㅣ〷愱搶愲摦㠴愸㡢〶搱㍡搸〴愲㡦〹捡昵搰〴愲㑦㥣㄰摤㠸㕥㠱㘸㑦㈷㐴愹㙦戴㑥慥㄰摤㠴㈰㑥愵㌷摢㡤㕢散挶慤㔶愳攴㌶㌴㕡〷愲摢㤱㤹㔵㌲㈱扡挳敥摦㑥㠸㑥愱〷㕦慥慡敥㐴扦〹㔱㝢つ愲扢㘰ㄳ㠸扥㈱㈸㜷㐳ㄳ㠸扥㜵㐲㜴㉦㝡〵㈲扦㉢㐴㐵慥㄰摤㠷㈰㑥愵昷摢㡤つ㜶攳捦㔶愳攴〱㌴㕡〷愲㡤挸捣㉡㤹㄰㍤㘸昷敦㈰㐴㜵昴㤸〱愱ㅥ㐶扦〹㤱搲㈰㝡〴㌶㠱㈸て挳ㄲ搵愳搰〴㈲晥㙡㈴ㅢ搰昳搴㘳㤰〲搱㉦㍦㍡㡥慥㔳㙢搱づ昴敡㈷㈰捤っ挵㔴扡挹㙥㍣㙥㌷㥥戰ㅡ㈵㥢搱㘸ㅤ㠸㥥㐴㘶㔶挹㠴攸㈹扢扦〸ぢ㈸㍦攳㘷昰㐵慡敡ㄹ昴㥢㄰㝤㡢愵㐹㍦〱㜹ㄶ㌶㠱愸㤸愰㍣て㑤㈰㙡敦㠴攸〵昴ち㐴㕦戹㐲戴摤ㄵ愲ㄷㄱ挴愹昴㈵扢昱戲摤㜸挵㙡㤴扣㡡㐶敢㐰昴ㅡ㌲戳㑡㈶㐴慦摢晤㥤〸㔱㡣ㅥ㝣㝤慡晡ㅢ晡㑤㠸㍥搱㈰㝡〳㌶㠱愸㌳㐱昹㍢㌴㠱愸㡢ㄳ愲慤攸ㄵ㠸晥攵ち搱㌶㔷㠸摥㐶㄰愷搲㜷散挶扢㜶攳㍤慢㔱昲㍥ㅡ慤〳搱㍦㤰㤹㔵㌲㈱晡挰敥て㄰㈲扥搶搴攰㑢㔳搵㌶昴㥢㄰扤愳㐱昴㑦搸〴愲㜲㠲昲ㄱ㌴㠱愸㥢ㄳ愲㑦搰㉢㄰扤攵ち搱㥢慥㄰㝤㡡㈰㑥愵㥦搹㡤捦敤挶扦慤㐶挹ㄷ㘸戴づ㐴㕦㈲㌳慢㘴㐲戴摤敥敦㐵㠸捥愰挷改㄰敡㉢昴㥢㄰扤愲㐱昴㌵㙣〲㔱㕦㠲昲㉤㌴㠱愸挲〹搱㜷攸ㄵ㠸㕥㜴㐲㤴晡搲摦攲ち搱昷〸攲㔴晡㠳摤昸搱㙥晣㘴㌵㑡㜶愰搱㍡㄰晤㡣捣慣㤲〹搱㉦㜶晦㈰㐲戴㤸ㅥ㡢㈰攴昵㐷㈶㐴㑦㙡㄰㈹散搹〵愲㈳〹㡡㡣㌰㘱摣㔰㈷㐴㠵昰ㄱ㠸ㅥ㜷㠵愸搹ㄵ㈲ㅦ㠲㌸㤵㜲㜴㠹㌴㡡散㠶㘱㌵㑡㌸㤲愴㜵㈰㙡㠷捣㙥㄰ㄵ摢晤㔵㠴㘸㈹收换攰㝢㔱ㄵ〷愵㤸㄰㍤愴㐱挴㜱㈴〲搱㘸㠲戲ㅢ㌴㔹㡢挶㌸㈱敡㠸㕥㠱攸〱㈷㐴愹㙦戴つ慥㄰㜵㐲㄰愷搲㍤散〶〷㜷㐸捦㕥㔶愳愴㌳ㅡ慤〳ㄱ㐷㠴戸㐱挴㐱㈲搲㍦㠹㄰昱㝤愵〶摦㠶慡昶㐱扦〹搱㕤ㅡ㐴晢挲㈶㄰㑤㈱㈸晢㐳ㄳ㠸愶㍡㈱㉡㐳慦㐰㜴㠷㉢㐴户戹㐲挴搱ㄷ㥣㑡㌹〲㐳ㅡ攵㜶愳㥢搵㈸㌹〸㡤搶㠱㠸㘳㌴摣㈰敡㘱昷㥦㑣㠸慥挲㝣ㄹ㔷㐲㈸づ摣㌰㈱扡㕥㠳愸㈷㙣〲搱㜴㠲㈲攳㈲ㄸㄷ㜴㐲挴㜱ㄱ〲搱㕡㔷㠸搶戸㐲搴ㄷ㐱㥣㑡㉢散〶〷㐰㐸㑦㝦慢㔱㌲〰㡤搶㠱㘸㈰㌲扢㐱挴㠱ㄴ搲㍦㡢㄰慤挴散ㄸ㉢㈰搴㈰昴㥢㄰㉤搷㈰攲攸〷㠱㈸㑡㔰㘴愴〲攳ㅡ㥣㄰つ㠵㡦㐰㜴愵ㄳ愲搴敥晡㜲㔷㠸㌸㐲㠱㔳改㌰扢挱㈱〹搲㌳摣㙡㤴㜰㐴㐲敢㐰挴㜱っ㙥㄰㔵搹晤㐹㐲戴づ戳㘳慣㠵㔰㈳搱㙦㐲㜴愱〶ㄱ挷㈳〸㐴ぢ〸捡ㄸ㘸戲愱㉤㜴㐲㌴ㄶ扤〲搱〵㑥㠸㔲晢愲昳㕣㈱ㅡ㠷㈰㑥愵ㅣ㌷㈰つづㄲ㤰〶〷ち㜰㉡㤹㠴㐶敢㐰㌴ㄹ㤹摤㈰攲㘰〳改㕦㐴㠸㙥挶㑣ㄸ㌷㐱愸㈹攸㌷㈱㍡㑢㠳㘸㉡㙣〲搱㜹〴㐵敥收㌳敥㝣㈷㐴扣㥢㉦㄰㥤敥ち搱〲㔷㠸㜸ㄷ㥦㔳㈹敦攴㑢攳㘴扢㜱㡡搵㈸攱㕤晢搶㠱愸ㄶ㤹摤㈰攲敤㝦改扦㠴㄰慤挷㝣ㄹ㜷㐰㈸づ〰㌰㈱㍡㑤㠳㠸昷散〵愲换〹㡡㜹㝦ㅤ㜱㔷㌸㈱攲晤㜵㠱愸搱〹㔱㙡㐳㡢扡㐲㌴ぢ㐱㥣㑡㈳㜶㠳㌷搲愵㘷㡥搵㈸㠹愲搱㍡㄰昱敥扢ㅢ㐴扣㈱㉦晤㉢〸ㄱ㕦㍡㙡摣〳愱收愲㕦㌶㥦搵攸户愷搲搳搰㡢晦㜸㡣づ扤敤摢愸〵㔰捡愹㍦㑦戱㠵攲〵〸㌵ㅤ〸㙣挵ぢ㙣戵㥦ㄳ慣戵っ摡捦〹㥥㠹㑣㔲敦〶㘷扤戳搰㡢晦㜸㝥捤慣㜷ㅥ㤴㜲敡ㄹ昵㑥昰慡㜷扣㘵搰㝥㤱㙦ㄹ㌲改昵㉥㐴㉦晥㘳㌵㌱敢㕤づ愵摣愵㕥戵㔷扤挹㤶㐱晢㔱扢慢㤱㐹慦户ㅣ扤昸て攰捤㝡㙢愰㤴扢搴ㅢ敢㔵敦㔸换愰晤㌰摣㜵挸愴昳㜷㍤㝡昱ㅦて㜹㤹昵㙥㠳㔲敥㔲慦捡慢㕥愵㘵搰㝥㕢敤㑥㘴搲敢昱㜶〶晥攳改㉡戳摥〶㈸攵㉥昵㠶㝡搵㍢搲㌲㘸㍦㑦昶㈰㌲改昵㜸㙦〰晦昱捣㤴㔹慦ㄹ㑡戹㑢扤挳扣敡つ戴っ摡㉦㝣㙤㐶㈶扤ㅥ㉦戴攳㍦搶㝡戳摥ㄶ㈸攵㉥昵晡㜸搵敢㙤ㄹ戴ㅦ挹㝡ㄹ㤹昴㝡慦愰ㄷ晦昱〸㤲㔹敦㑤㈸攵㉥昵㝡㜸搵敢㙥ㄹ戴摦㤹㝡ㅢ㤹愴㕥摡昶昷づ㝡昱ㅦ捦晥㤸昵戶㐱㈹㜷愹㔷收㔵㉦㘰ㄹ戴摦㙡晡ㄸ㤹昴攵晢〴扤昸㡦㈷㝡捣㝡摢愱㤴扢搴敢敡㔵慦㡢㘵搰㝥敥攸ㅢ㘴搲敢㝤㡢㕥晣挷愳㌴㘶扤ㅤ㔰捡㕤敡㜵昴慡户扢㘵搰㝥㌱㐸慥昰㌱㔳摡晥㤳㔷晡愴摥㜶戳ㅥ㉦㡣戹搵㉢昶慡搷捥㌲㘸㍦扡㔳㡣㑣晡昲昱戲㤹搴晢捥慣挷慢㑣㙥昵ち扤敡ㄵ㔸〶敤㜷㙢㍡扢搶攳㌵㈸愹昷㡢㔹㡦㤷㙣摣敡晤昲㠳挷昷挳捦㤶㐱晢改ㄷ戹㤰愳攱挹ぢ㍡㔲慦㄰㠳㔷昰㝤搴换愳摥㜷㕥昵晥㙢ㄹ戴㕦㑦㤱慢㈲慣㤷戶㍤昰敡㠸搴㉢㌶敢つ昲愸户摤慢摥㤷㤶㐱晢〵ㄲ戹挴愰搵攳愵〶愹搷搱慣挷㌳㜳㌷㍣㍦昱慡昷戱㘵搰㝥挴㐳捥搷㌵㍣㜹摥㉥昵扡㥡昵㜸㥡敢㔶敦〳慦㝡晦戰っ摡敦㘰挸挹慦㔶㡦㈷挱㔲慦捣慣挷㜳㐶户㝡㕢扤敡扤㘵ㄹ戴㥦㤲㤰㌳㐹慤ㅥ捦㈸愵㕥て戳ㅥ㑦挰摣敡扤敥㔵敦㌵换愰晤ㅡ㐳ㄴ㤹昴晤㈷㑦捦愴㕥ㅦ戳ㅥ捦㘶摣敡扤攰㔵㙦㡢㘵搰㝥搱㘰㠱㕤㉦㙤晦挲㜳ㅤ愹㜷㤸㔹㡦愷〶㙥昵㥥昲慡昷愴㘵搰㝥ㄴ㐰㑥ㄸ㌴㍣㜹攲㈰昵㠶㥡昵㜸㥣敤㔶敦㌱慦㝡㝦戱っ摡㝢昵攵攸㥢昵搲戶㍦ㅥ㠵㑢扤㉡戳摥ち㡦㝡て㝡搵摢㘸ㄹ㌲摦㑤㕦㙡挳㔸挸㈳摢㐳扣摦㠲㙥扥㐴ㄳ㈳昶㐲〹㜹㔷㙣〹收戱㌰捣㌱㠶敤挲ㅣ挸ㄷ㤲㌷㜹捡敢挷愳㌲㐰慦ㄸ敦搳㡣捦〹挵挷攱敤戰㜸㡢㘶㑤挴晡㤱敦㌱㜸㙢㉣摦㜶㘸扦挷搱㄰㡤愳㐳㝤攱㠹㜱扣搸戱㙤㜸㑣〲敦愰慤㉦挲慦挲㈷㤳愱㜸攳敦㘱㤴㉢慥㤷ㄶ㘰散㌱㈶昳㌵㥢慥愳ㄵ㌹っ㌱昳扤㡦㡥ㄷ敤敥挲挳㝥搱㜲㍥㕦挳昹敢挶戸捡昰敡㝣昵㘷昰㉡户挵㍥敢搷㐵挶昱攱搵㥥昸㤹㕡慣㈵㝥㈵昳慢㌰㌰㔰㝣㐵攴㤵摡慢㤵攲㤹〵㌹户ㄲ摤攷㥡㘸愲㘷㈲挵㌳〵㐷晣摤慥昱搵摥昱㍣昲㜷挴摦改ㅡ㍦搵㍢晥挱昴昸摢㕤攳㡦昷㡥攷㤱戹愳晥㉤慥昱㈷㜹挷昳㐸摢ㄱ㝦愳㙢晣愹摥昱㍣㜲㜶挴㕦攷ㅡㅦ昴㡥攷㤱戰㈳晥㡦慥昱昵摥昱㍣戲㜵挴慦㜲㡤㥦改ㅤ捦㈳㔵㐷晣戵慥昱戳扤攳㜹攴改㠸扦摡㌵扥挱㍢㥥㐷㤲㡥昸㉢㕣攳攷㝡挷昳挸搰ㄱ㝦㤹㙢㝣挲㍢㥥㐷㝡㡥昸㡢㕤攳攷㜹挷昳挸捤ㄱ扦捣㌵㝥愱㜷㍣㡦挴ㅣ昱攷扢挶㥦改ㅤ捦㈳㉢㐷晣ㄲ搷昸㜳扣攳㜹愴攴㠸㍦挷㌵㝥㠹㜷㍣㡦㝣ㅣ昱㘷扡挶㥦敦ㅤ捦㈳ㄹ㐷晣㐲搷昸㘵摥昱㍣㌲㜱挴捦㜳㡤扦搸㍢㥥㐷ㅡ㡥昸㠴㙢晣㘵摥昱㍣㜲㜰挴捦㜵㡤扦挲㍢㥥㐷〲㡥昸〶搷昸慢㍤攳ぢ昹ㅤ㤱昳㤷ㄵ㡦昰㝥攵戳つ搷愰㡥攲昷〸ぢㅡ搷㔲攳户㠲㘸㉢愸㜱ㅦ㉦摡㑡㙡摣㘳㡢戶㡡ㅡ昷扦愲慤愶挶扤愹㘸㙢愸㜱摦㈸摡ㅦ愹㜱㑦㈷摡㕡㙡摣㙦㠹戶㡥ㅡ昷㐲愲㕤㐷㡤晢ㄴ搱慥愷挶㍤㠴㘸㌷㔰攳昶㉥摡㡤搴戸昵㡡㜶ㄳ㌵㙥㡢愲摤㑣㡤㕢㤶㘸户㔰攳㜶㈲摡慤搴戸搶㡢㜶ㅢ㌵慥挳愲摤㑥㡤㙢愴㘸㜷㔰攳晡㈵摡㝡㙡㕣㕢㐴扢㤳ㅡ戹ㄷ敤㉥㙡㘴㔲戴㍦㔱ㄳ㔰挱㐹摡㔹戶ㄲ㜰搹㙢㝦挹愳㥤愷〴㘴慤㔷挰搶㝡〵㜴昶摡㠷㠵㘸攷㈹〱㕦敢ㄵㄲ戴㕥㈱㐳敢ㄵ㔲戴㕥㈱㠷扤㘹昳㉢㈴㘹扥㐲㤶搶㉢愴㘹扤㐲㥥搶㉢㈴㙡扤㐲愶搶㉢愴戲㌷㙤捥㠴㕣慤㔷㐸搶㌲〸搹㕡慦㤰慥昵ち昹㕡㕥㔹〹㌴㕦㔹ㄹ戴㕥㔹㈹㌲㌳戴晢㕦挳挸挵戱"]
[null,null,null,null,null,"Decisioneering:7.0.0.0"]

{"sheet":"Custom Dist.","index":1,"n_rows":36,"n_cols":50,"rows_kept":36,"cut":false,"hidden":true,"merged":[]}
["This worksheet contains the definitions of all Customized Distributions"]
["Lifetime Polyphase",null,"Lifetime CSIR&CSCR",null,"Home Equity",null,"Credit Card",null,"Installment Loans",null,"Other Residence",null,"Other LOC",null,"Appl. Dist. Polyphase ",null,"Appl. Dist. CSIR",null,"Appl. Dist. CSCR",null,1,null,2,null,4,null,6,null,7,null,8,null,9,null,10,null,11,null,12,null,14,null,"Distribution Channel",null,"Finance Method (Resid.)",null,"Industrial Discount Rate",null,"Comm. Discount Rate"]
[1,null,{"$f":"A3+1","v":2},null,{"$f":"C3+1","v":3},null,{"$f":"E3+1","v":4},null,{"$f":"G3+1","v":5},null,{"$f":"I3+1","v":6},null,{"$f":"K3+1","v":7},null,{"$f":"M3+1","v":8},null,{"$f":"O3+1","v":9},null,{"$f":"Q3+1","v":10},null,{"$f":"S3+1","v":11},null,{"$f":"U3+1","v":12},null,{"$f":"W3+1","v":13},null,{"$f":"Y3+1","v":14},null,{"$f":"AA3+1","v":15},null,{"$f":"AC3+1","v":16},null,{"$f":"AE3+1","v":17},null,{"$f":"AG3+1","v":18},null,{"$f":"AI3+1","v":19},null,{"$f":"AK3+1","v":20},null,{"$f":"AM3+1","v":21},null,{"$f":"AO3+1","v":22},null,{"$f":"AQ3+1","v":23},null,{"$f":"AS3+1","v":24},null,{"$f":"AU3+1","v":25}]
[7,0,5,0,4.4002996405126003E-3,9.9910802228730403E-2,4.8184812890552899E-4,4.4216403015267199E-2,2.87133145001602E-4,0.341253879456002,1.6807429724118501E-3,0.12828898731791,7.9391987818938604E-4,4.2230516213166598E-2,1,9.1626598929511027E-2,1,8.0533714558017638E-2,1,8.0533714558017638E-2,1,0.4,1,0.4,1,0.4,1,0.2,1,0.4,1,0.5,1,0.65,1,0.75,1,0.4,1,0.4,1,0.75,1,0.4,1,3.5785105538713058E-2,1.4318181818181813E-2,1.6717111037619081E-5,1.4318181818181813E-2,3.0448903777397656E-4]
[7.25,3.0998730862733321E-2,5.25,3.0998794955792611E-2,1.54190708257877E-2,7.13404713068687E-2,1.3754965685833599E-2,1.2279909937485799E-2,1.4310930219054401E-2,2.1122846875167099E-2,1.49102011275789E-2,6.3377803352269294E-2,1.5269139384557E-2,2.28353998785417E-2,2,4.3363875532976506E-2,2,8.4345961401000716E-2,2,8.4345961401000716E-2,2,0.49,2,0.5,2,0.4,2,0.6,2,0.4,2,0.5,2,0.2,2,0.1,2,0.4,2,0.4,2,0.1,2,0.25,2,2.0383804878150159E-2,2.0681818181818176E-2,1.3305313334198494E-4,2.0681818181818176E-2,3.7744912280746816E-4]
[7.5,9.6108020631361674E-2,5.5,9.6108139735519807E-2,2.5457573600653399E-2,0.12719523178231901,2.5522792875174501E-2,1.72731323761331E-2,2.4096691434786099E-2,4.1667860629148797E-2,2.4787036901909601E-2,6.8531805194647605E-2,2.4738714417739401E-2,1.5874079542688199E-2,3,4.0823732196316794E-3,3,1.2389802239695021E-2,3,1.2389802239695021E-2,3,0.1,3,0.1,3,0.2,3,0.2,3,0.2,3,0,3,0.1,3,0.1,3,0.2,3,0.2,3,0.05,3,0.35,3,1.6800756237617724E-2,2.7045454545454539E-2,4.9601538309115853E-3,2.7045454545454539E-2,3.1441623221279573E-2]
[7.75,0.18141442807926039,5.75,0.18141456112799442,3.51744797841919E-2,0.23371191017854201,3.5209150598311797E-2,3.4258956993895202E-2,3.3967033488683997E-2,5.3660244521058102E-2,3.5224548832794501E-2,0.120772376045406,3.4531073014861101E-2,4.87259650938262E-2,{"$f":"O6+1","v":4},0.18778916810305726,{"$f":"Q6+1","v":4},0.11841791756016203,{"$f":"S6+1","v":4},0.11841791756016203,{"$f":"U6+1","v":4},0.01,{"$f":"W6+1","v":4},0,{"$f":"Y6+1","v":4},0,{"$f":"AA6+1","v":4},0,{"$f":"AC6+1","v":4},0,{"$f":"AE6+1","v":4},0,{"$f":"AG6+1","v":4},0.05,{"$f":"AI6+1","v":4},0.05,{"$f":"AK6+1","v":4},0,{"$f":"AM6+1","v":4},0,{"$f":"AO6+1","v":4},0.1,null,null,4,4.9401630656480795E-2,3.3409090909090916E-2,1.3285316990194401E-2,3.3409090909090916E-2,1.230602708516349E-2]
[8,0.27446755095477832,6,0.27446765021524822,4.4634785359068299E-2,0.19202732132132999,4.4627011322800302E-2,4.48379966394888E-2,4.53964090530651E-2,5.40398797760301E-2,4.4832861248813E-2,0.15307889909622299,4.5873629174664497E-2,5.5737709564094198E-2,{"$f":"O7+1","v":5},2.9937403610632317E-2,{"$f":"Q7+1","v":5},0.10888730045270431,{"$f":"S7+1","v":5},0.10888730045270431,null,null,null,null,null,null,null,null,null,null,null,null,null,null,null,null,null,null,null,null,null,null,null,null,5,4.8680302538006764E-3,3.9772727272727279E-2,4.197852172177869E-2,3.9772727272727279E-2,2.0612754278951682E-2]
[8.25,0.36149115998163689,6.25,0.36149118611945852,5.42138757467239E-2,0.13643700386355301,5.5461348859800703E-2,5.1989665221634999E-2,5.5666466175543702E-2,6.7094067767618698E-2,5.51983597233223E-2,0.191536022446708,5.5508344339760103E-2,0.12527837010065099,6,8.1647464392633581E-2,6,2.1443888491779844E-2,6,2.1443888491779844E-2,null,null,null,null,null,null,null,null,null,null,null,null,null,null,null,null,null,null,null,null,null,null,null,null,6,4.5227909032973086E-2,4.6136363636363642E-2,0.14616477657260149,4.6136363636363642E-2,9.833805958020278E-2]
[8.5,0.42889765010548198,6.5,0.42889758515473952,6.3710710485987296E-2,5.1924603761281302E-2,6.6135097454015995E-2,6.7848159285103196E-2,6.6259380376833099E-2,7.11516626691856E-2,6.5456684971362797E-2,0.14269717583056801,6.6594281418794699E-2,0.10394994085504999,7,3.4473373854667512E-2,7,2.4064808196330712E-2,7,2.4064808196330712E-2,null,null,null,null,null,null,null,null,null,null,null,null,null,null,null,null,null,null,null,null,null,null,null,null,7,0.15701844847694957,5.2499999999999998E-2,0.24713692262824263,5.2499999999999998E-2,0.22378647303329768]
[8.75,0.46592537028279807,6.75,0.46592522437159511,7.52952092317246E-2,4.2066030222229503E-2,7.4097658120098595E-2,4.2914592349979998E-2,7.5031393051260095E-2,3.5232281993147402E-2,7.4941373743658293E-2,6.4697122152519507E-2,7.5877102144497402E-2,5.5069062615077297E-2,8,5.6246031026036473E-2,8,5.9089826066237791E-2,8,5.9089826066237791E-2,null,null,null,null,null,null,null,null,null,null,null,null,null,null,null,null,null,null,null,null,null,null,null,null,8,8.964427714844321E-2,5.8863636363636368E-2,0.24907843785713979,5.8863636363636368E-2,0.23924136236275778]
[9,0.46718974528138191,7,0.46718955358999525,8.5419403308109404E-2,1.9706484483695701E-2,8.6422474803413002E-2,5.4829596886770297E-2,8.55911585921518E-2,4.1380284241056997E-2,8.5844234420679996E-2,2.8669666769680201E-2,8.5958561193192604E-2,8.3219603758569599E-2,9,7.3482717953370233E-2,9,1.9299499642601858E-2,9,1.9299499642601858E-2,null,null,null,null,null,null,null,null,null,null,null,null,null,null,null,null,null,null,null,null,null,null,null,null,9,1.5266656085629745E-2,6.5227272727272745E-2,6.5736662243190705E-2,6.5227272727272745E-2,0.2318222698321199]
[9.25,0.43406888044806435,7.25,0.43406869074685134,9.4512319775724593E-2,1.0550261580284199E-2,9.5644496281069497E-2,5.7072004871789803E-2,9.4656685084957295E-2,3.6630693655242401E-2,9.3559194878101701E-2,1.58803412367307E-2,9.4685029053186806E-2,9.2757633288891903E-2,10,9.979134536877439E-3,10,2.8591851322373124E-3,10,2.8591851322373124E-3,null,null,null,null,null,null,null,null,null,null,null,null,null,null,null,null,null,null,null,null,null,null,null,null,10,9.9778299219080394E-2,7.1590909090909094E-2,6.5194653873471828E-2,7.1590909090909094E-2,6.5687469130008044E-2]
[9.5,0.37424307340765683,7.5,0.37424292909786294,0.104964194427436,5.9083531897785998E-3,0.105647133738051,5.4844469778613E-2,0.105538892699566,3.1601447598929099E-2,0.105677692200197,4.4458912594886497E-3,0.105174216886444,7.8961185529735606E-2,11,0.33021863376576249,11,0.41053133190374075,11,0.41053133190374075,null,null,null,null,null,null,null,null,null,null,null,null,null,null,null,null,null,null,null,null,null,null,null,null,11,0.29117615273992548,7.7954545454545471E-2,8.6450265199244772E-2,7.7954545454545471E-2,3.9659959346957381E-2]
[9.75,0.2994337811750315,7.75,0.2994337071757337,0.118365242122366,2.0231109691389499E-3,0.11514483297653599,6.2197987378165003E-2,0.114903696468958,1.8564009479982199E-2,0.115562365014948,4.6678366333868003E-3,0.115731442437068,6.5704479414248104E-2,12,1.4515104780912638E-2,12,2.9783178460805339E-2,12,2.9783178460805339E-2,null,null,null,null,null,null,null,null,null,null,null,null,null,null,null,null,null,null,null,null,null,null,null,null,12,0.17464892973223609,8.431818181818182E-2,6.7799760267138867E-2,8.431818181818182E-2,2.336250837842456E-2]
[10,0.22214325708107413,8,0.22214325442640731,0.126745723170619,3.2240898395796899E-3,0.125411392441443,5.1950562508728503E-2,0.12539554957861801,2.74413551165037E-2,0.12564696088579799,4.6895456896735403E-3,0.124819819231862,6.7027479540937296E-2,13,1.1793522634491519E-2,13,4.2887776983559682E-3,13,4.2887776983559682E-3,null,null,null,null,null,null,null,null,null,null,null,null,null,null,null,null,null,null,null,null,null,null,null,null,null,null,9.0681818181818197E-2,8.718545527614632E-3,9.0681818181818197E-2,4.7348291499103544E-3]
[10.25,0.15259199111836341,8.25,0.15259204148999275,0.133997658164795,1.1649468668852899E-3,0.135969514884764,4.8059104940251902E-2,0.134996497734298,1.8334642865741001E-2,0.14786575075376099,3.6763718154509098E-3,0.135231938365834,1.8743762848503199E-2,14,3.0844597659439355E-2,14,2.4064808196330712E-2,14,2.4064808196330712E-2,null,null,null,null,null,null,null,null,null,null,null,null,null,null,null,null,null,null,null,null,null,null,null,null,null,null,9.7045454545454574E-2,1.8380868257164423E-3,9.7045454545454574E-2,1.2917081173691276E-3]
[10.5,9.6874499259489294E-2,8.5,9.687457574790688E-2,0.14743305160912401,1.75590014528058E-3,0.14678556120535999,9.19687074790939E-2,0.146686121167724,3.8056508850622499E-2,0.15707509831115299,9.0190018686781101E-4,0.14652229386376101,3.4768921357315699E-2,null,null,null,null,null,null,null,null,null,null,null,null,null,null,null,null,null,null,null,null,null,null,null,null,null,null,null,null,null,null,null,null,0.10340909090909092,1.2890036852996872E-3,0.10340909090909092,6.5085575181226315E-3]
[10.75,5.6723807015090374E-2,8.75,5.6723885134301565E-2,0.15021092910216,6.01274487549452E-5,0.15620994481956399,7.8251457450277007E-2,0.15564807306685499,1.8351876627863702E-2,0.165921633498993,3.1697153880978399E-3,0.155929826256056,2.1555080635065501E-2,null,null,null,null,null,null,null,null,null,null,null,null,null,null,null,null,null,null,null,null,null,null,null,null,null,null,null,null,null,null,null,null,0.10977272727272727,1.7617155830545986E-4,0.10977272727272727,1.2167148237471402E-4]
[11,3.0564736892882319E-2,9,3.0564801198768431E-2,0.16984647937112801,3.5456917035413401E-4,0.16374083740890799,6.0995201212120001E-2,0.16447520207710001,2.1215065057214301E-2,0.17861302251379299,9.1853958437190298E-4,0.16413259279724701,2.5350135568443601E-2,null,null,null,null,null,null,null,null,null,null,null,null,null,null,null,null,null,null,null,null,null,null,null,null,null,null,null,null,null,null,null,null,0.11613636363636365,4.2950974769442017E-5,0.11613636363636365,4.0278932247882459E-4]
[11.25,1.511970222232761E-2,9.25,1.5119747291892598E-2,0.17539869514113099,2.0843208441934201E-5,0.17557418788418599,5.72608187078344E-2,0.175785910072811,1.9077542167677E-2,null,null,0.174158657515879,1.0123598424342401E-2]
[11.5,6.8495918948888526E-3,9.5,6.8496194242642682E-3,0.42734299360552203,6.1793843295208798E-4,0.18423345977433001,1.90506055563525E-2,0.18488211078459199,1.28119992815408E-2,null,null,0.18528595580531901,3.4252276782174799E-3]
[11.75,2.8346039344182626E-3,9.75,2.8346187593392821E-3,null,null,0.19348035436713101,2.3401671168017901E-2,0.194098576080111,6.92407309646563E-3,null,null,0.191476949784502,1.40060584838878E-2]
[12,1.0688531842216182E-3,10,1.0688602650326046E-3,null,null,0.204056508031008,1.13587924958433E-2,0.20507776318853199,7.0885880324744101E-3,null,null,0.20244005160586401,1.00562408751689E-2]
[null,null,10.25,3.662922350598416E-4,null,null,0.21428881843099101,4.3423369466760999E-3,0.214255884121451,3.0570333866577898E-3,null,null,0.21113496931029299,8.5119683843700995E-5]
[null,null,10.5,1.1378702398391025E-4,null,null,0.224984212096761,3.1944289684723102E-3,0.22164909358464499,1.8431885115660601E-3,null,null,0.22098159507704301,1.9595055922787901E-3]
[null,null,null,null,null,null,0.236298079574258,9.56514644103537E-4,0.233811436009777,3.2610837841362001E-3,null,null,0.23486165954215499,2.5549234574555298E-3]
[null,null,null,null,null,null,0.24595861291322299,1.9562554201873199E-3,0.245951288339087,4.4228695102142704E-3]
[null,null,null,null,null,null,0.25472169717547,1.8755465379331801E-3,0.25211500492880101,2.0560748122081299E-3]
[null,null,null,null,null,null,0.26268542059434302,5.5191397521873705E-4,0.26627845394043897,4.37857725269023E-4]
[null,null,null,null,null,null,0.36868098157829798,2.6320725456369098E-4,0.27848588955486497,4.4392420942771199E-4]
[null,null,null,null,null,null,null,null,0.28362204720871897,3.00557416072759E-4]
[null,null,null,null,null,null,null,null,0.292702543926468,9.7254758596711005E-4]
[null,null,null,null,null,null,null,null,0.43557941939401401,1.0060140752958399E-4]
[null,null,null,null,null,null,null,null,0.44253646029513399,3.0260855148178802E-4]
[null,null,null,null,null,null,null,null,0.47245456118458701,1.00843340796535E-4]

{"sheet":"Summary","index":2,"n_rows":90,"n_cols":31,"rows_kept":90,"cut":false,"hidden":false,"merged":[[4,6,5,6]]}
[null,"Summary"]
[]
[null,"User Input:",null,null,null,"Unit 1, Design B, T-Frame, 5 HP, 4 poles, Enclosed"]
[null,"Energy Price Trend","AEO 2011 - Reference Case",null,null,null,null,null,"LCC Results",null,null,null,null,null,null,null,"Payback Results"]
[null,null,null,null,null,null,"FL Nominal Efficiency","Avg.","Avg. Installed","Avg. Energy","Avg. Oper.","Average","LCC","Net","No","Net"]
[null,null,null,null,null,"EL",null,"Losses","Price","Use","Cost","LCC","Savings","Cost","Impact","Benefit","Median","Average","Undefined",null,null,null,null,null,"Avg. Oper.","Average","LCC","Average"]
[null,"# of Trials","10000",null,null,null,null,"KWh/yr","$","kWh/yr","$ / year","$","$",null,null,null,"year","year",null,null,null,null,null,null,"Cost","LCC","Savings","Payback"]
[null,null,null,null,null,0,{"$f":"'LCC and Payback'!N7","v":0.82499999999999996},{"$f":"'Forecast Cells'!M428","v":1803.6863248605282},{"$f":"'Forecast Cells'!M91","v":583.81920000000002},{"$f":"'Forecast Cells'!M50","v":10448.335089757687},{"$f":"'Forecast Cells'!M173","v":1006.3547},{"$f":"'Forecast Cells'!M214","v":5926.1836000000003},null,null,null,null,null,null,null,null,null,null,null,null,"$ / year","$","$"]
[null,"Product Price","Default",null,null,1,{"$f":"'LCC and Payback'!N8","v":0.875},{"$f":"'Forecast Cells'!M429","v":1224.4181661778564},{"$f":"'Forecast Cells'!M92","v":588.01260000000002},{"$f":"'Forecast Cells'!M51","v":9869.0669310748199},{"$f":"'Forecast Cells'!M174","v":968.98350000000005},{"$f":"'Forecast Cells'!M215","v":5649.0118000000002},{"$f":"'Forecast Cells'!M255","v":16.411000000000001},{"$f":"'Forecast Cells'!S469","v":8.9999999999999998E-4},{"$f":"'Forecast Cells'!S502","v":0.94110000000000005},{"$f":"'Forecast Cells'!S535","v":5.8000000000000003E-2},{"$f":"'Forecast Cells'!J321","v":0.12395508846540906},{"$f":"'Forecast Cells'!M321","v":0.44456006626166417},{"$f":"'Forecast Cells'!S321","v":5.1400000000000001E-2},null,null,null,null,null,31.508317227649687,692.57033650817868]
[null,null,null,null,null,2,{"$f":"'LCC and Payback'!N9","v":0.89500000000000002},{"$f":"'Forecast Cells'!M430","v":1046.3650753179179},{"$f":"'Forecast Cells'!M93","v":650.73800000000006},{"$f":"'Forecast Cells'!M52","v":9691.0138402149078},{"$f":"'Forecast Cells'!M175","v":962.52329999999995},{"$f":"'Forecast Cells'!M216","v":5630.6318000000001},{"$f":"'Forecast Cells'!M256","v":24.955100000000002},{"$f":"'Forecast Cells'!S470","v":0.18890000000000001},{"$f":"'Forecast Cells'!S503","v":0.54690000000000005},{"$f":"'Forecast Cells'!S536","v":0.26419999999999999},{"$f":"'Forecast Cells'!J322","v":5.1398934889117687},{"$f":"'Forecast Cells'!M322","v":33.662473079895221},{"$f":"'Forecast Cells'!S322","v":0.27610000000000001},null,null,null,null,null,19.396571965670585,652.3751563110352,40.195180542008721,4.7258067551553253,null,"Discount Rate - Polyphase       ",5.8723752927780148E-2]
[null,null,null,null,null,3,{"$f":"'LCC and Payback'!N10","v":0.90200000000000002},{"$f":"'Forecast Cells'!M431","v":971.80571821039302},{"$f":"'Forecast Cells'!M94","v":664.85239999999999},{"$f":"'Forecast Cells'!M53","v":9616.4544831075891},{"$f":"'Forecast Cells'!M176","v":960.09990000000005},{"$f":"'Forecast Cells'!M217","v":5608.1295},{"$f":"'Forecast Cells'!M257","v":44.921500000000002},{"$f":"'Forecast Cells'!S471","v":0.2046},{"$f":"'Forecast Cells'!S504","v":0.1176},{"$f":"'Forecast Cells'!S537","v":0.67779999999999996},{"$f":"'Forecast Cells'!J323","v":4.6581807930813923},{"$f":"'Forecast Cells'!M323","v":58.952462030969812},{"$f":"'Forecast Cells'!S323","v":0.56020000000000003},null,null,null,null,null,17.269755024909973,663.12726020507807,29.443076613216846,6.4610865607500072,null,"Discount Rate - CSIR            ",5.8670084644749293E-2]
[null,"Markup:","Medium",null,null,4,{"$f":"'LCC and Payback'!N11","v":0.91},{"$f":"'Forecast Cells'!M432","v":922.49050347959474},{"$f":"'Forecast Cells'!M95","v":909.2056},{"$f":"'Forecast Cells'!M54","v":9567.1392683766753},{"$f":"'Forecast Cells'!M177","v":960.23289999999997},{"$f":"'Forecast Cells'!M218","v":5831.0643},{"$f":"'Forecast Cells'!M258","v":-168.53649999999999},{"$f":"'Forecast Cells'!S472","v":0.89290000000000003},{"$f":"'Forecast Cells'!S505","v":4.24E-2},{"$f":"'Forecast Cells'!S538","v":6.4699999999999994E-2},{"$f":"'Forecast Cells'!J324","v":28.192247268913178},{"$f":"'Forecast Cells'!M324","v":361.38248945340041},{"$f":"'Forecast Cells'!S324","v":0.49},null,null,null,null,null,13.886181881141663,1076.9835627563477,-384.41322624219657,39.592111558151245]
[null,null,null,null,null,5,{"$f":"'LCC and Payback'!N12","v":0.91700000000000004},{"$f":"'Forecast Cells'!M433","v":842.14084616944319},{"$f":"'Forecast Cells'!M96","v":998.05550000000005},{"$f":"'Forecast Cells'!M55","v":9486.7896110665279},{"$f":"'Forecast Cells'!M178","v":957.68499999999995},{"$f":"'Forecast Cells'!M219","v":5883.1623},{"$f":"'Forecast Cells'!M259","v":-220.00020000000001},{"$f":"'Forecast Cells'!S473","v":0.93310000000000004},{"$f":"'Forecast Cells'!S506","v":1.2500000000000001E-2},{"$f":"'Forecast Cells'!S539","v":5.4399999999999997E-2},{"$f":"'Forecast Cells'!J325","v":26.942843317845785},{"$f":"'Forecast Cells'!M325","v":162.70932902678626},{"$f":"'Forecast Cells'!S325","v":0.54949999999999999},null,null,null,null,null,13.886181881141663,1076.9835627563477,-384.41322624219657,39.592111558151245,null,"Residential Price               ",0.10676001001633703]
[null,null,null,null,null,null,null,null,null,null,null,null,null,null,null,null,null,null,null,null,null,null,null,null,13.886181881141663,1076.9835627563477,-384.41322624219657,39.592111558151245,null,"Commerical Price                ",9.4410500031337136E-2]
[null,"Retail Discount:","Default",null,null,"Unit 2, Design B, T-Frame, 30 HP, 4 poles, Enclosed",null,null,null,null,null,null,null,null,null,null,null,null,null,null,null,null,null,null,13.886181881141663,1076.9835627563477,-384.41322624219657,39.592111558151245,null,"Industrial Price                ",6.2672210075706239E-2]
[null,null,null,null,null,null,null,null,"LCC Results",null,null,null,null,null,null,null,"Payback Period",null,null,null,null,null,null,null,11.314666923570632,2688.6401315917969,-1996.0697944824219,146.45703639602661]
[null,"RPM Sensitivity Case:","No",null,null,null,"FL Nominal Efficiency","Avg.","Avg. Installed","Avg. Energy","Avg. Oper.","Average","LCC","Net","No","Net",null,null,null,null,null,null,null,null,null,null,null,null,null,"Lifetime - Polyphase            ",8.9949499999999993]
[null,null,null,null,null,"EL",null,"Losses","Price","Use","Cost","LCC","Savings","Cost","Impact","Benefit","Median","Average","Undefined",null,null,null,null,null,null,null,null,null,null,"Lifetime - CSIR                 ",7.0230249999999996]
[null,null,null,null,null,null,null,"KWh/yr","$","kWh/yr","$ / year","$","$",null,null,null,"year","year",null,null,null,null,null,null,null,null,null,null,null,"Lifetime - CSCR                 ",7.0230249999999996]
[null,null,null,null,null,0,{"$f":"'LCC and Payback'!N14","v":0.89500000000000002},{"$f":"'Forecast Cells'!M434","v":6371.4542997153867},{"$f":"'Forecast Cells'!M97","v":1569.5001},{"$f":"'Forecast Cells'!M56","v":57641.961310579798},{"$f":"'Forecast Cells'!M179","v":5488.5823},{"$f":"'Forecast Cells'!M220","v":44182.211300000003},null,null,null,null,null,null,null,null,null,null,"Avg. Installed","Avg. Energy","Avg. Oper.","Average","LCC","Average"]
[null,"Start Year","2015",null,null,1,{"$f":"'LCC and Payback'!N15","v":0.92400000000000004},{"$f":"'Forecast Cells'!M435","v":4641.1015361111231},{"$f":"'Forecast Cells'!M98","v":1985.8046999999999},{"$f":"'Forecast Cells'!M57","v":55911.608546975294},{"$f":"'Forecast Cells'!M180","v":5358.3096999999998},{"$f":"'Forecast Cells'!M221","v":43375.958299999998},{"$f":"'Forecast Cells'!M260","v":45.134900000000002},{"$f":"'Forecast Cells'!S474","v":6.1000000000000004E-3},{"$f":"'Forecast Cells'!S507","v":0.94489999999999996},{"$f":"'Forecast Cells'!S540","v":4.9000000000000002E-2},{"$f":"'Forecast Cells'!J326","v":3.5359453638050553},{"$f":"'Forecast Cells'!M326","v":11.628845435760317},{"$f":"'Forecast Cells'!S326","v":5.21E-2},null,null,null,"Price","Use","Cost","LCC","Savings","Payback",null,"Energy Price - Polyphase        ",7.267749005891383E-2]
[null,null,null,null,null,2,{"$f":"'LCC and Payback'!N16","v":0.93600000000000005},{"$f":"'Forecast Cells'!M436","v":3750.8140912137792},{"$f":"'Forecast Cells'!M99","v":2276.8431},{"$f":"'Forecast Cells'!M58","v":55021.32110207696},{"$f":"'Forecast Cells'!M181","v":5294.7},{"$f":"'Forecast Cells'!M222","v":43035.391100000001},{"$f":"'Forecast Cells'!M261","v":177.0891},{"$f":"'Forecast Cells'!S475","v":5.7200000000000001E-2},{"$f":"'Forecast Cells'!S508","v":0.61419999999999997},{"$f":"'Forecast Cells'!S541","v":0.3286},{"$f":"'Forecast Cells'!J327","v":5.2695752061863805},{"$f":"'Forecast Cells'!M327","v":14.564471164318695},{"$f":"'Forecast Cells'!S327","v":0.36030000000000001},null,null,null,489.20889391479494,391.72597540740969,28.58831671242714,647.39065850524901,null,null,null,"Energy Price - CSCR             ",7.2082290037907656E-2]
[null,null,null,null,null,3,{"$f":"'LCC and Payback'!N17","v":0.94099999999999995},{"$f":"'Forecast Cells'!M437","v":3221.0540461100354},{"$f":"'Forecast Cells'!M100","v":2288.1188000000002},{"$f":"'Forecast Cells'!M59","v":54491.561056974686},{"$f":"'Forecast Cells'!M182","v":5254.9403000000002},{"$f":"'Forecast Cells'!M223","v":42666.417099999999},{"$f":"'Forecast Cells'!M262","v":510.94830000000002},{"$f":"'Forecast Cells'!S476","v":3.9699999999999999E-2},{"$f":"'Forecast Cells'!S509","v":9.4200000000000006E-2},{"$f":"'Forecast Cells'!S542","v":0.86609999999999998},{"$f":"'Forecast Cells'!J328","v":0.73030594659088688},{"$f":"'Forecast Cells'!M328","v":6.0372799820611194},{"$f":"'Forecast Cells'!S328","v":0.85019999999999996},null,null,null,509.39427086791994,277.46929677963254,20.249818384647369,621.43838935241695,25.952268517771039,3.5618594582766296]
[null,null,null,null,null,4,{"$f":"'LCC and Payback'!N18","v":0.94499999999999995},{"$f":"'Forecast Cells'!M438","v":3055.5417177861086},{"$f":"'Forecast Cells'!M101","v":3467.6667000000002},{"$f":"'Forecast Cells'!M60","v":54326.048728651323},{"$f":"'Forecast Cells'!M183","v":5248.7120000000004},{"$f":"'Forecast Cells'!M224","v":43735.311800000003},{"$f":"'Forecast Cells'!M263","v":-557.94640000000004},{"$f":"'Forecast Cells'!S477","v":0.871},{"$f":"'Forecast Cells'!S510","v":0},{"$f":"'Forecast Cells'!S543","v":0.129},{"$f":"'Forecast Cells'!J329","v":23.823561370269868},{"$f":"'Forecast Cells'!M329","v":107.59902694505998},{"$f":"'Forecast Cells'!S329","v":0.88549999999999995},null,null,null,525.18584021606443,242.13426473236083,17.671054102468492,622.96142133789067,24.429236217648395,4.8488421319246289]
[null,null,null,null,null,5,{"$f":"'LCC and Payback'!N19","v":0.94499999999999995},{"$f":"'Forecast Cells'!M439","v":3055.5417177861086},{"$f":"'Forecast Cells'!M102","v":3467.6667000000002},{"$f":"'Forecast Cells'!M61","v":54326.048728651323},{"$f":"'Forecast Cells'!M184","v":5248.7120000000004},{"$f":"'Forecast Cells'!M225","v":43735.311800000003},{"$f":"'Forecast Cells'!M264","v":-557.94640000000004},{"$f":"'Forecast Cells'!S478","v":0.871},{"$f":"'Forecast Cells'!S511","v":0},{"$f":"'Forecast Cells'!S544","v":0.129},{"$f":"'Forecast Cells'!J330","v":23.823561370269868},{"$f":"'Forecast Cells'!M330","v":107.59902694505998},{"$f":"'Forecast Cells'!S330","v":0.88549999999999995},null,null,null,540.48370725708003,219.99800530700685,16.055540979743004,629.32047777709965,18.070180479830572,6.0198263127446179]
[null,null,null,null,null,null,null,null,null,null,null,null,null,null,null,null,null,null,null,null,null,null,577.77777626953127,188.72586792221068,13.77328876812458,653.98666011352543,-6.5960010617399121,8.7964193441271785]
[null,null,null,null,null,"Unit 3, Design B, T-Frame, 75 HP, 4 poles, Enclosed",null,null,null,null,null,null,null,null,null,null,null,null,null,null,null,null,577.77777626953127,188.72586792221068,13.77328876812458,653.98666011352543,-6.5960010617399121,8.7964193441271785]
[null,null,null,null,null,null,null,null,"LCC Results",null,null,null,null,null,null,null,"Payback Period",null,null,null,null,null,577.77777626953127,188.72586792221068,13.77328876812458,653.98666011352543,-6.5960010617399121,8.7964193441271785]
[null,null,null,null,null,null,"FL Nominal Efficiency","Avg.","Avg. Installed","Avg. Energy","Avg. Oper.","Average","LCC","Net","No","Net",null,null,null,null,null,null,974.73718990478517,150.2755790775299,10.967171410667897,1035.4195406555175,-388.02888212630751,40.54221773815155]
[null,null,null,null,null,"EL",null,"Losses","Price","Use","Cost","LCC","Savings","Cost","Impact","Benefit","Median","Average","Undefined"]
[null,null,null,null,null,null,null,"KWh/yr","$","kWh/yr","$ / year","$","$",null,null,null,"year","year"]
[null,null,null,null,null,0,{"$f":"'LCC and Payback'!N21","v":0.93},{"$f":"'Forecast Cells'!M440","v":15425.708381367507},{"$f":"'Forecast Cells'!M103","v":3462.8501000000001},{"$f":"'Forecast Cells'!M62","v":204834.48943413486},{"$f":"'Forecast Cells'!M185","v":17168.096600000001},{"$f":"'Forecast Cells'!M226","v":124170.4372},null,null,null,null,null,null,null,null,null,null,"CSCR - 4 pole"]
[null,null,null,null,null,1,{"$f":"'LCC and Payback'!N22","v":0.94099999999999995},{"$f":"'Forecast Cells'!M441","v":13131.169554139116},{"$f":"'Forecast Cells'!M104","v":3831.038},{"$f":"'Forecast Cells'!M63","v":202539.95060690699},{"$f":"'Forecast Cells'!M186","v":17032.726200000001},{"$f":"'Forecast Cells'!M227","v":123347.9391},{"$f":"'Forecast Cells'!M265","v":40.335799999999999},{"$f":"'Forecast Cells'!S479","v":7.4999999999999997E-3},{"$f":"'Forecast Cells'!S512","v":0.94710000000000005},{"$f":"'Forecast Cells'!S545","v":4.5400000000000003E-2},{"$f":"'Forecast Cells'!J331","v":2.9146426680374442},{"$f":"'Forecast Cells'!M331","v":24.308097424591256},{"$f":"'Forecast Cells'!S331","v":4.7300000000000002E-2}]
[null,null,null,null,null,2,{"$f":"'LCC and Payback'!N23","v":0.95399999999999996},{"$f":"'Forecast Cells'!M442","v":9086.8909105320763},{"$f":"'Forecast Cells'!M105","v":4295.8885},{"$f":"'Forecast Cells'!M64","v":198495.67196330079},{"$f":"'Forecast Cells'!M187","v":16732.708900000001},{"$f":"'Forecast Cells'!M228","v":121510.2687},{"$f":"'Forecast Cells'!M266","v":662.72850000000005},{"$f":"'Forecast Cells'!S480","v":1.37E-2},{"$f":"'Forecast Cells'!S513","v":0.65780000000000005},{"$f":"'Forecast Cells'!S546","v":0.32850000000000001},{"$f":"'Forecast Cells'!J332","v":1.4941623895263598},{"$f":"'Forecast Cells'!M332","v":6.5746072075983033},{"$f":"'Forecast Cells'!S332","v":0.33410000000000001},null,null,null,"Avg. Installed","Avg. Energy","Avg. Oper.","Average","LCC","Average"]
[null,null,null,null,null,3,{"$f":"'LCC and Payback'!N24","v":0.95799999999999996},{"$f":"'Forecast Cells'!M443","v":8287.9375858098138},{"$f":"'Forecast Cells'!M106","v":4776.1382999999996},{"$f":"'Forecast Cells'!M65","v":197696.71863857543},{"$f":"'Forecast Cells'!M188","v":16686.875100000001},{"$f":"'Forecast Cells'!M229","v":121589.91989999999},{"$f":"'Forecast Cells'!M267","v":596.78679999999997},{"$f":"'Forecast Cells'!S481","v":0.35120000000000001},{"$f":"'Forecast Cells'!S514","v":0.1741},{"$f":"'Forecast Cells'!S547","v":0.47470000000000001},{"$f":"'Forecast Cells'!J333","v":6.4533015180423652},{"$f":"'Forecast Cells'!M333","v":38.282561878510052},{"$f":"'Forecast Cells'!S333","v":0.76470000000000005},null,null,null,"Price","Use","Cost","LCC","Savings","Payback"]
[null,null,null,null,null,4,{"$f":"'LCC and Payback'!N25","v":0.96199999999999997},{"$f":"'Forecast Cells'!M444","v":7785.1117863963427},{"$f":"'Forecast Cells'!M107","v":6043.9952999999996},{"$f":"'Forecast Cells'!M66","v":197193.89283916468},{"$f":"'Forecast Cells'!M189","v":16661.108},{"$f":"'Forecast Cells'!M230","v":122598.23020000001},{"$f":"'Forecast Cells'!M268","v":-340.1694},{"$f":"'Forecast Cells'!S482","v":0.66920000000000002},{"$f":"'Forecast Cells'!S515","v":7.1400000000000005E-2},{"$f":"'Forecast Cells'!S548","v":0.25940000000000002},{"$f":"'Forecast Cells'!J334","v":15.501123051579565},{"$f":"'Forecast Cells'!M334","v":162.68664236768061},{"$f":"'Forecast Cells'!S334","v":0.80679999999999996},null,null,null,"$","kWh/yr","$ / year","$","$"]
[null,null,null,null,null,5,{"$f":"'LCC and Payback'!N26","v":0.96499999999999997},{"$f":"'Forecast Cells'!M445","v":7195.1903618666556},{"$f":"'Forecast Cells'!M108","v":6640.4241000000002},{"$f":"'Forecast Cells'!M67","v":196603.97141463362},{"$f":"'Forecast Cells'!M190","v":16631.0088},{"$f":"'Forecast Cells'!M231","v":122905.2365},{"$f":"'Forecast Cells'!M269","v":-639.31659999999999},{"$f":"'Forecast Cells'!S483","v":0.73640000000000005},{"$f":"'Forecast Cells'!S516","v":2.64E-2},{"$f":"'Forecast Cells'!S549","v":0.23719999999999999},{"$f":"'Forecast Cells'!J335","v":15.96508829988317},{"$f":"'Forecast Cells'!M335","v":136.17639586630958},{"$f":"'Forecast Cells'!S335","v":0.85980000000000001},null,null,null,530.90236808471684,478.9488543746948,34.903407150793079,723.99317846069334]
[null,null,null,null,null,null,null,null,null,null,null,null,null,null,null,null,null,null,null,null,null,null,559.71255660400391,249.79293377380372,18.203665312457083,660.41793285522465,63.575244918646163,2.5244175127446651]
[null,null,null,null,null,"Unit 4, Design C, T-Frame, 5 HP, 4 poles, Enclosed",null,null,null,null,null,null,null,null,null,null,null,null,null,null,null,null,577.21679147949214,221.2626738975525,16.124520985770225,666.41998797607425,57.573191190817091,3.6088663648575543]
[null,null,null,null,null,null,null,null,"LCC Results",null,null,null,null,null,null,null,"Payback Period",null,null,null,null,null,597.09426932373049,202.94775333404542,14.789821241879464,678.91374468383788,45.079433340623041,4.8154854801744227]
[null,null,null,null,null,null,"FL Nominal Efficiency","Avg.","Avg. Installed","Avg. Energy","Avg. Oper.","Average","LCC","Net","No","Net",null,null,null,null,null,null,654.88509328613281,176.47187756652832,12.860391325759888,726.03064243164067,-2.037463788362476,8.2302834879398343]
[null,null,null,null,null,"EL",null,"Losses","Price","Use","Cost","LCC","Savings","Cost","Impact","Benefit","Median","Average","Undefined",null,null,null,654.88509328613281,176.47187756652832,12.860391325759888,726.03064243164067,-2.037463788362476,8.2302834879398343]
[null,null,null,null,null,null,null,"KWh/yr","$","kWh/yr","$ / year","$","$",null,null,null,"year","year",null,null,null,null,654.88509328613281,176.47187756652832,12.860391325759888,726.03064243164067,-2.037463788362476,8.2302834879398343]
[null,null,null,null,null,0,{"$f":"'LCC and Payback'!N28","v":0.875},{"$f":"'Forecast Cells'!M446","v":1359.8499967136615},{"$f":"'Forecast Cells'!M109","v":582.52329999999995},{"$f":"'Forecast Cells'!M68","v":9987.3315796383577},{"$f":"'Forecast Cells'!M191","v":983.97659999999996},{"$f":"'Forecast Cells'!M232","v":5806.8333000000002},null,null,null,null,null,null,null,null,null,null,1398.7473589111328,142.91281778221131,10.414774368166924,1456.3634447998047,-732.370266655612,51.85640472922325]
[null,null,null,null,null,1,{"$f":"'LCC and Payback'!N29","v":0.89500000000000002},{"$f":"'Forecast Cells'!M447","v":1180.4758357926157},{"$f":"'Forecast Cells'!M110","v":627.46990000000005},{"$f":"'Forecast Cells'!M69","v":9807.9574187171838},{"$f":"'Forecast Cells'!M192","v":973.62639999999999},{"$f":"'Forecast Cells'!M233","v":5770.5281000000004},{"$f":"'Forecast Cells'!M270","v":33.624400000000001},{"$f":"'Forecast Cells'!S484","v":0.32269999999999999},{"$f":"'Forecast Cells'!S517","v":7.85E-2},{"$f":"'Forecast Cells'!S550","v":0.5988},{"$f":"'Forecast Cells'!J336","v":4.5640781771286889},{"$f":"'Forecast Cells'!M336","v":29.684119866921229},{"$f":"'Forecast Cells'!S336","v":0.70620000000000005}]
[null,null,null,null,null,2,{"$f":"'LCC and Payback'!N30","v":0.90200000000000002},{"$f":"'Forecast Cells'!M448","v":1110.8323558357174},{"$f":"'Forecast Cells'!M111","v":902.68600000000004},{"$f":"'Forecast Cells'!M70","v":9738.3139387601823},{"$f":"'Forecast Cells'!M193","v":971.09569999999997},{"$f":"'Forecast Cells'!M234","v":6007.3031000000001},{"$f":"'Forecast Cells'!M271","v":-203.1506},{"$f":"'Forecast Cells'!S485","v":0.97799999999999998},{"$f":"'Forecast Cells'!S518","v":0},{"$f":"'Forecast Cells'!S551","v":2.1999999999999999E-2},{"$f":"'Forecast Cells'!J337","v":25.004423297287534},{"$f":"'Forecast Cells'!M337","v":95.599685921762457},{"$f":"'Forecast Cells'!S337","v":0.71740000000000004}]
[null,null,null,null,null,3,{"$f":"'LCC and Payback'!N31","v":0.91},{"$f":"'Forecast Cells'!M449","v":1002.9030109236016},{"$f":"'Forecast Cells'!M112","v":961.46029999999996},{"$f":"'Forecast Cells'!M71","v":9630.3845938481591},{"$f":"'Forecast Cells'!M194","v":965.6164},{"$f":"'Forecast Cells'!M235","v":6011.1143000000002},{"$f":"'Forecast Cells'!M272","v":-206.96190000000001},{"$f":"'Forecast Cells'!S486","v":0.95569999999999999},{"$f":"'Forecast Cells'!S519","v":0},{"$f":"'Forecast Cells'!S552","v":4.4299999999999999E-2},{"$f":"'Forecast Cells'!J338","v":20.199343941352499},{"$f":"'Forecast Cells'!M338","v":122.69715050382213},{"$f":"'Forecast Cells'!S338","v":0.76249999999999996}]
[]
[null,null,null,null,null,"Unit 5, Design C, T-Frame, 50 HP, 4 poles, Enclosed"]
[null,null,null,null,null,null,null,null,"LCC Results",null,null,null,null,null,null,null,"Payback Period"]
[null,null,null,null,null,null,"FL Nominal Efficiency","Avg.","Avg. Installed","Avg. Energy","Avg. Oper.","Average","LCC","Net","No","Net"]
[null,null,null,null,null,"EL",null,"Losses","Price","Use","Cost","LCC","Savings","Cost","Impact","Benefit","Median","Average","Undefined"]
[null,null,null,null,null,null,null,"KWh/yr","$","kWh/yr","$ / year","$","$",null,null,null,"year","year"]
[null,null,null,null,null,0,{"$f":"'LCC and Payback'!N33","v":0.93},{"$f":"'Forecast Cells'!M450","v":6661.9999834702521},{"$f":"'Forecast Cells'!M113","v":2786.44},{"$f":"'Forecast Cells'!M72","v":89523.432928618102},{"$f":"'Forecast Cells'!M195","v":8459.1366999999991},{"$f":"'Forecast Cells'!M236","v":69418.983300000007}]
[null,null,null,null,null,1,{"$f":"'LCC and Payback'!N34","v":0.94099999999999995},{"$f":"'Forecast Cells'!M451","v":5645.7503110271982},{"$f":"'Forecast Cells'!M114","v":3173.4131000000002},{"$f":"'Forecast Cells'!M73","v":88507.183256175354},{"$f":"'Forecast Cells'!M196","v":8382.5478999999996},{"$f":"'Forecast Cells'!M237","v":69097.553700000004},{"$f":"'Forecast Cells'!M273","v":236.3854},{"$f":"'Forecast Cells'!S487","v":0.18290000000000001},{"$f":"'Forecast Cells'!S520","v":0.2616},{"$f":"'Forecast Cells'!S553","v":0.55549999999999999},{"$f":"'Forecast Cells'!J339","v":5.9395225245955263},{"$f":"'Forecast Cells'!M339","v":38.834962394520865},{"$f":"'Forecast Cells'!S339","v":0.6956}]
[null,null,null,null,null,2,{"$f":"'LCC and Payback'!N35","v":0.94499999999999995},{"$f":"'Forecast Cells'!M452","v":5257.9685461854015},{"$f":"'Forecast Cells'!M115","v":3672.6895},{"$f":"'Forecast Cells'!M74","v":88119.40149133392},{"$f":"'Forecast Cells'!M197","v":8360.1340999999993},{"$f":"'Forecast Cells'!M238","v":69328.699800000002},{"$f":"'Forecast Cells'!M274","v":5.2393000000000001},{"$f":"'Forecast Cells'!S488","v":0.59619999999999995},{"$f":"'Forecast Cells'!S521","v":0},{"$f":"'Forecast Cells'!S554","v":0.40379999999999999},{"$f":"'Forecast Cells'!J340","v":12.696789750054684},{"$f":"'Forecast Cells'!M340","v":53.319561347016709},{"$f":"'Forecast Cells'!S340","v":0.89880000000000004}]
[null,null,null,null,null,3,{"$f":"'LCC and Payback'!N36","v":0.95},{"$f":"'Forecast Cells'!M453","v":4582.7910330756131},{"$f":"'Forecast Cells'!M116","v":3950.4146000000001},{"$f":"'Forecast Cells'!M75","v":87444.22397822194},{"$f":"'Forecast Cells'!M198","v":8309.2826999999997},{"$f":"'Forecast Cells'!M239","v":69104.496299999999},{"$f":"'Forecast Cells'!M275","v":229.4427},{"$f":"'Forecast Cells'!S489","v":0.42249999999999999},{"$f":"'Forecast Cells'!S522","v":0},{"$f":"'Forecast Cells'!S555","v":0.57750000000000001},{"$f":"'Forecast Cells'!J341","v":9.7615201852081412},{"$f":"'Forecast Cells'!M341","v":25.235909422457915},{"$f":"'Forecast Cells'!S341","v":0.92500000000000004}]
[]
[null,null,null,null,null,"Unit 6, Fire Pump, 5 HP, 4 poles, Enclosed"]
[null,null,null,null,null,null,null,null,"LCC Results",null,null,null,null,null,null,null,"Payback Period"]
[null,null,null,null,null,null,"FL Nominal Efficiency","Avg.","Avg. Installed","Avg. Energy","Avg. Oper.","Average","LCC","Net","No","Net"]
[null,null,null,null,null,"EL",null,"Losses","Price","Use","Cost","LCC","Savings","Cost","Impact","Benefit","Median","Average","Undefined"]
[null,null,null,null,null,null,null,"KWh/yr","$","kWh/yr","$ / year","$","$",null,null,null,"year","year"]
[null,null,null,null,null,0,{"$f":"'LCC and Payback'!N38","v":0.875},{"$f":"'Forecast Cells'!M454","v":2.3765039749672869},{"$f":"'Forecast Cells'!M117","v":588.01260000000002},{"$f":"'Forecast Cells'!M76","v":19.564697186589598},{"$f":"'Forecast Cells'!M199","v":106.1485},{"$f":"'Forecast Cells'!M240","v":632.12519999999995}]
[null,null,null,null,null,1,{"$f":"'LCC and Payback'!N39","v":0.89500000000000002},{"$f":"'Forecast Cells'!M455","v":2.0222975679651634},{"$f":"'Forecast Cells'!M118","v":650.73800000000006},{"$f":"'Forecast Cells'!M77","v":19.210490779586916},{"$f":"'Forecast Cells'!M200","v":115.2474},{"$f":"'Forecast Cells'!M241","v":696.83579999999995},{"$f":"'Forecast Cells'!M276","v":-61.539099999999998},{"$f":"'Forecast Cells'!S490","v":0.95069999999999999},{"$f":"'Forecast Cells'!S523","v":4.9299999999999997E-2},{"$f":"'Forecast Cells'!S556","v":0},{"$f":"'Forecast Cells'!J342","v":"NA"},{"$f":"'Forecast Cells'!M342","v":"NA"},{"$f":"'Forecast Cells'!S342","v":0}]
[null,null,null,null,null,2,{"$f":"'LCC and Payback'!N40","v":0.90200000000000002},{"$f":"'Forecast Cells'!M456","v":1.88092172542262},{"$f":"'Forecast Cells'!M119","v":664.85239999999999},{"$f":"'Forecast Cells'!M78","v":19.06911493704494},{"$f":"'Forecast Cells'!M201","v":119.3396},{"$f":"'Forecast Cells'!M242","v":705.65350000000001},{"$f":"'Forecast Cells'!M277","v":-70.356800000000007},{"$f":"'Forecast Cells'!S491","v":0.99860000000000004},{"$f":"'Forecast Cells'!S524","v":0},{"$f":"'Forecast Cells'!S557","v":1.4E-3},{"$f":"'Forecast Cells'!J343","v":"NA"},{"$f":"'Forecast Cells'!M343","v":"NA"},{"$f":"'Forecast Cells'!S343","v":0}]
[null,null,null,null,null,3,{"$f":"'LCC and Payback'!N41","v":0.91},{"$f":"'Forecast Cells'!M457","v":1.7831161245863487},{"$f":"'Forecast Cells'!M120","v":909.2056},{"$f":"'Forecast Cells'!M79","v":18.971309336209025},{"$f":"'Forecast Cells'!M202","v":123.7715},{"$f":"'Forecast Cells'!M243","v":949.38379999999995},{"$f":"'Forecast Cells'!M278","v":-314.08710000000002},{"$f":"'Forecast Cells'!S492","v":1},{"$f":"'Forecast Cells'!S525","v":0},{"$f":"'Forecast Cells'!S558","v":0},{"$f":"'Forecast Cells'!J344","v":"NA"},{"$f":"'Forecast Cells'!M344","v":"NA"},{"$f":"'Forecast Cells'!S344","v":0}]
[null,null,null,null,null,4,{"$f":"'LCC and Payback'!N42","v":0.91700000000000004},{"$f":"'Forecast Cells'!M458","v":1.6277563949175644},{"$f":"'Forecast Cells'!M121","v":998.05550000000005},{"$f":"'Forecast Cells'!M80","v":18.815949606540283},{"$f":"'Forecast Cells'!M203","v":128.25460000000001},{"$f":"'Forecast Cells'!M244","v":1038.3130000000001},{"$f":"'Forecast Cells'!M279","v":-403.0163},{"$f":"'Forecast Cells'!S493","v":1},{"$f":"'Forecast Cells'!S526","v":0},{"$f":"'Forecast Cells'!S559","v":0},{"$f":"'Forecast Cells'!J345","v":"NA"},{"$f":"'Forecast Cells'!M345","v":"NA"},{"$f":"'Forecast Cells'!S345","v":0}]
[]
[null,null,null,null,null,"Unit 7, Fire Pump, 30 HP, 4 poles, Enclosed"]
[null,null,null,null,null,null,null,null,"LCC Results",null,null,null,null,null,null,null,"Payback Period"]
[null,null,null,null,null,null,"FL Nominal Efficiency","Avg.","Avg. Installed","Avg. Energy","Avg. Oper.","Average","LCC","Net","No","Net"]
[null,null,null,null,null,"EL",null,"Losses","Price","Use","Cost","LCC","Savings","Cost","Impact","Benefit","Median","Average","Undefined"]
[null,null,null,null,null,null,null,"KWh/yr","$","kWh/yr","$ / year","$","$",null,null,null,"year","year"]
[null,null,null,null,null,0,{"$f":"'LCC and Payback'!N44","v":0.92400000000000004},{"$f":"'Forecast Cells'!M459","v":129.63970252229163},{"$f":"'Forecast Cells'!M122","v":1985.8046999999999},{"$f":"'Forecast Cells'!M81","v":1601.4126215522481},{"$f":"'Forecast Cells'!M204","v":346.60980000000001},{"$f":"'Forecast Cells'!M245","v":3868.6060000000002}]
[null,null,null,null,null,1,{"$f":"'LCC and Payback'!N45","v":0.93600000000000005},{"$f":"'Forecast Cells'!M460","v":105.03431869762454},{"$f":"'Forecast Cells'!M123","v":2276.8431},{"$f":"'Forecast Cells'!M82","v":1576.8072377276053},{"$f":"'Forecast Cells'!M205","v":362.98390000000001},{"$f":"'Forecast Cells'!M246","v":4130.5255999999999},{"$f":"'Forecast Cells'!M280","v":-213.1146},{"$f":"'Forecast Cells'!S494","v":0.78839999999999999},{"$f":"'Forecast Cells'!S527","v":0.1867},{"$f":"'Forecast Cells'!S560","v":2.4899999999999999E-2},{"$f":"'Forecast Cells'!J346","v":104.92247113354262},{"$f":"'Forecast Cells'!M346","v":1578.9222909047614},{"$f":"'Forecast Cells'!S346","v":3.5099999999999999E-2}]
[null,null,null,null,null,2,{"$f":"'LCC and Payback'!N46","v":0.94099999999999995},{"$f":"'Forecast Cells'!M461","v":90.538588142817559},{"$f":"'Forecast Cells'!M124","v":2288.1188000000002},{"$f":"'Forecast Cells'!M83","v":1562.3115071728066},{"$f":"'Forecast Cells'!M206","v":370.90980000000002},{"$f":"'Forecast Cells'!M247","v":4123.5968000000003},{"$f":"'Forecast Cells'!M281","v":-207.11269999999999},{"$f":"'Forecast Cells'!S495","v":0.78649999999999998},{"$f":"'Forecast Cells'!S528","v":0.13300000000000001},{"$f":"'Forecast Cells'!S561","v":8.0500000000000002E-2},{"$f":"'Forecast Cells'!J347","v":79.248907755885398},{"$f":"'Forecast Cells'!M347","v":923.40914004965396},{"$f":"'Forecast Cells'!S347","v":5.8000000000000003E-2}]
[null,null,null,null,null,3,{"$f":"'LCC and Payback'!N47","v":0.94499999999999995},{"$f":"'Forecast Cells'!M462","v":85.91928853152406},{"$f":"'Forecast Cells'!M125","v":3467.6667000000002},{"$f":"'Forecast Cells'!M84","v":1557.6922075614832},{"$f":"'Forecast Cells'!M207","v":379.51650000000001},{"$f":"'Forecast Cells'!M248","v":5294.5164000000004},{"$f":"'Forecast Cells'!M282","v":-1378.0324000000001},{"$f":"'Forecast Cells'!S496","v":1},{"$f":"'Forecast Cells'!S529","v":0},{"$f":"'Forecast Cells'!S562","v":0},{"$f":"'Forecast Cells'!J348","v":433.62829619140177},{"$f":"'Forecast Cells'!M348","v":3157.3728260519447},{"$f":"'Forecast Cells'!S348","v":1.9800000000000002E-2}]
[null,null,null,null,null,4,{"$f":"'LCC and Payback'!N48","v":0.94499999999999995},{"$f":"'Forecast Cells'!M463","v":85.91928853152406},{"$f":"'Forecast Cells'!M126","v":3467.6667000000002},{"$f":"'Forecast Cells'!M85","v":1557.6922075614832},{"$f":"'Forecast Cells'!M208","v":379.51650000000001},{"$f":"'Forecast Cells'!M249","v":5294.5164000000004},{"$f":"'Forecast Cells'!M283","v":-1378.0324000000001},{"$f":"'Forecast Cells'!S497","v":1},{"$f":"'Forecast Cells'!S530","v":0},{"$f":"'Forecast Cells'!S563","v":0},{"$f":"'Forecast Cells'!J349","v":433.62829619140177},{"$f":"'Forecast Cells'!M349","v":3157.3728260519447},{"$f":"'Forecast Cells'!S349","v":1.9800000000000002E-2}]
[]
[null,null,null,null,null,"Unit 8, Fire Pump, 75 HP, 4 poles, Enclosed"]
[null,null,null,null,null,null,null,null,"LCC Results",null,null,null,null,null,null,null,"Payback Period"]
[null,null,null,null,null,null,"FL Nominal Efficiency","Avg.","Avg. Installed","Avg. Energy","Avg. Oper.","Average","LCC","Net","No","Net"]
[null,null,null,null,null,"EL",null,"Losses","Price","Use","Cost","LCC","Savings","Cost","Impact","Benefit","Median","Average","Undefined"]
[null,null,null,null,null,null,null,"KWh/yr","$","kWh/yr","$ / year","$","$",null,null,null,"year","year"]
[null,null,null,null,null,0,{"$f":"'LCC and Payback'!N50","v":0.94099999999999995},{"$f":"'Forecast Cells'!M464","v":6156.3988807238475},{"$f":"'Forecast Cells'!M127","v":3831.038},{"$f":"'Forecast Cells'!M86","v":97790.734484241097},{"$f":"'Forecast Cells'!M209","v":8049.9255999999996},{"$f":"'Forecast Cells'!M250","v":110032.1084}]
[null,null,null,null,null,1,{"$f":"'LCC and Payback'!N51","v":0.95399999999999996},{"$f":"'Forecast Cells'!M465","v":4299.9163525830591},{"$f":"'Forecast Cells'!M128","v":4295.8885},{"$f":"'Forecast Cells'!M87","v":95934.251956101289},{"$f":"'Forecast Cells'!M210","v":7937.2489999999998},{"$f":"'Forecast Cells'!M251","v":108445.323},{"$f":"'Forecast Cells'!M284","v":1274.2163},{"$f":"'Forecast Cells'!S498","v":0.55379999999999996},{"$f":"'Forecast Cells'!S531","v":0.19350000000000001},{"$f":"'Forecast Cells'!S564","v":0.25269999999999998},{"$f":"'Forecast Cells'!J350","v":1.0817422340188338},{"$f":"'Forecast Cells'!M350","v":1.1275720652331851},{"$f":"'Forecast Cells'!S350","v":0.25269999999999998}]
[null,null,null,null,null,2,{"$f":"'LCC and Payback'!N52","v":0.95799999999999996},{"$f":"'Forecast Cells'!M466","v":3919.9618356043516},{"$f":"'Forecast Cells'!M129","v":4776.1382999999996},{"$f":"'Forecast Cells'!M88","v":95554.297439123169},{"$f":"'Forecast Cells'!M211","v":7927.3172000000004},{"$f":"'Forecast Cells'!M252","v":108543.7686},{"$f":"'Forecast Cells'!M285","v":1192.8552},{"$f":"'Forecast Cells'!S499","v":0.56679999999999997},{"$f":"'Forecast Cells'!S532","v":0.1736},{"$f":"'Forecast Cells'!S565","v":0.2596},{"$f":"'Forecast Cells'!J351","v":1.9120108368124011},{"$f":"'Forecast Cells'!M351","v":2.1354729001898418},{"$f":"'Forecast Cells'!S351","v":0.25969999999999999}]
[null,null,null,null,null,3,{"$f":"'LCC and Payback'!N53","v":0.96199999999999997},{"$f":"'Forecast Cells'!M467","v":3678.7970168542624},{"$f":"'Forecast Cells'!M130","v":6043.9952999999996},{"$f":"'Forecast Cells'!M89","v":95313.132620372446},{"$f":"'Forecast Cells'!M212","v":7923.9935999999998},{"$f":"'Forecast Cells'!M253","v":109522.08349999999},{"$f":"'Forecast Cells'!M286","v":214.5403},{"$f":"'Forecast Cells'!S500","v":0.73040000000000005},{"$f":"'Forecast Cells'!S533","v":0},{"$f":"'Forecast Cells'!S566","v":0.26960000000000001},{"$f":"'Forecast Cells'!J352","v":4.4653379557756274},{"$f":"'Forecast Cells'!M352","v":25.276055830596658},{"$f":"'Forecast Cells'!S352","v":0.30919999999999997}]
[null,null,null,null,null,4,{"$f":"'LCC and Payback'!N54","v":0.96499999999999997},{"$f":"'Forecast Cells'!M468","v":3398.2508285140998},{"$f":"'Forecast Cells'!M131","v":6640.4241000000002},{"$f":"'Forecast Cells'!M90","v":95032.586432030846},{"$f":"'Forecast Cells'!M213","v":7920.4494999999997},{"$f":"'Forecast Cells'!M254","v":109825.5742},{"$f":"'Forecast Cells'!M287","v":-88.950400000000002},{"$f":"'Forecast Cells'!S501","v":0.72019999999999995},{"$f":"'Forecast Cells'!S534","v":0},{"$f":"'Forecast Cells'!S567","v":0.27979999999999999},{"$f":"'Forecast Cells'!J353","v":5.276190459160528},{"$f":"'Forecast Cells'!M353","v":10.532167164221136},{"$f":"'Forecast Cells'!S353","v":0.31530000000000002}]

{"sheet":"LCC and Payback","index":3,"n_rows":65,"n_cols":87,"rows_kept":65,"cut":false,"hidden":false,"merged":[[2,46,2,51],[2,52,2,57],[2,58,2,63]]}
[null,"LCC & Payback Calculations"]
[]
[null,"Import Parameters",null,null,null,null,null,null,null,null,null,null,null,null,null,null,null,null,null,null,null,null,null,null,null,null,null,null,null,null,null,null,null,null,null,null,null,null,null,null,null,null,"Annual Cash Flow",null,null,null,{"$f":"\"Representative Unit \" &AV4","v":"Representative Unit 1"},null,null,null,null,null,{"$f":"\"Representative Unit \" & BB4","v":"Representative Unit 2"},null,null,null,null,null,{"$f":"\"Representative Unit \" & BH4","v":"Representative Unit 3"},null,null,null,null,null,{"$f":"\"Representative Unit \" & BM4","v":"Representative Unit 4"},null,null,null,{"$f":"\"Representative Unit \" & BQ4","v":"Representative Unit 5"},null,null,null,{"$f":"\"Representative Unit \" & BU4","v":"Representative Unit 6"},null,null,null,null,{"$f":"\"Representative Unit \" & BZ4","v":"Representative Unit 7"},null,null,null,null,{"$f":"\"Representative Unit \" & CE4","v":"Representative Unit 8"}]
[null,null,1,2,3,4,5,6,7,8,null,null,null,null,null,"Losses","UEC","Reactive","Installed","Annual","Cumulative","Life","LCC","Price","Oper. Cost","Payback","Annualized","Annualized","Net","No","Net","PB",null,null,1,{"$f":"AI4+1","v":2},{"$f":"AJ4+1","v":3},4,5,6,7,8,null,null,null,null,1,1,{"$f":"AV4","v":1},{"$f":"AW4","v":1},{"$f":"AX4","v":1},{"$f":"AY4","v":1},2,2,{"$f":"BB4","v":2},{"$f":"BC4","v":2},{"$f":"BD4","v":2},2,3,3,{"$f":"BH4","v":3},{"$f":"BI4","v":3},{"$f":"BJ4","v":3},3,4,{"$f":"BM4","v":4},{"$f":"BN4","v":4},{"$f":"BO4","v":4},5,{"$f":"BQ4","v":5},{"$f":"BR4","v":5},{"$f":"BS4","v":5},6,{"$f":"BU4","v":6},{"$f":"BV4","v":6},{"$f":"BW4","v":6},6,7,{"$f":"BZ4","v":7},{"$f":"CA4","v":7},{"$f":"CB4","v":7},7,8,{"$f":"CE4","v":8},{"$f":"CF4","v":8},{"$f":"CG4","v":8},8]
[null,"from: Energy Use",null,null,null,null,null,null,null,null,null,"iRU","EL","FLNE","h (eff)","Elec","Elec","Power","Price","Oper. Cost","Cash Flow","Cycle Cost","Savings","Increase","Saving","Period","LCC","LCC Saving","Cost","Impact","Benefit","undefined",null,null,null,null,null,null,null,null,null,null,null,null,null,null,{"$f":"INDEX(iSec,_RU)","v":2},{"$f":"INDEX(iSec,_RU)","v":2},{"$f":"INDEX(iSec,_RU)","v":2},2,2,2,{"$f":"INDEX(iSec,_RU)","v":2},2,2,2,2,2,2,2,2,2,2,2,2,2,2,2,2,2,2,2,2,2,2,2,2,2,2,2,2,2,2,2,2,2,2]
[null,"h (eff) by Representative Unit and Eff. Level",null,null,null,null,null,null,null,null,null,null,null,null,null,"kWh/yr","kWh/yr","kVAr","$","$ / year","$","$","$",null,null,"year","$","$",null,null,null,null,null,null,null,null,null,null,null,null,null,null,null,"Social",null,null,{"$f":"INDEX(Sector_ElecPrice,_Sec)","v":9.9577287488366945E-2},9.9577287488366945E-2,9.9577287488366945E-2,9.9577287488366945E-2,9.9577287488366945E-2,9.9577287488366945E-2,{"$f":"INDEX(Sector_ElecPrice,_Sec)","v":9.9577287488366945E-2},9.9577287488366945E-2,9.9577287488366945E-2,9.9577287488366945E-2,9.9577287488366945E-2,9.9577287488366945E-2,9.9577287488366945E-2,9.9577287488366945E-2,9.9577287488366945E-2,9.9577287488366945E-2,9.9577287488366945E-2,9.9577287488366945E-2,9.9577287488366945E-2,9.9577287488366945E-2,9.9577287488366945E-2,9.9577287488366945E-2,9.9577287488366945E-2,9.9577287488366945E-2,9.9577287488366945E-2,9.9577287488366945E-2,9.9577287488366945E-2,9.9577287488366945E-2,9.9577287488366945E-2,9.9577287488366945E-2,9.9577287488366945E-2,9.9577287488366945E-2,9.9577287488366945E-2,9.9577287488366945E-2,9.9577287488366945E-2,9.9577287488366945E-2,9.9577287488366945E-2,9.9577287488366945E-2,9.9577287488366945E-2,9.9577287488366945E-2,9.9577287488366945E-2]
[null,null,"RU1","RU2","RU3","RU4","RU5","RU6","Ru7","RU8",{"$f":"IF(iBase1=M7, \">\", \"\")","v":""},1,0,0.82499999999999996,{"$f":"'Energy Use'!E39","v":0.73151394932222313},{"$f":"'Energy Use'!H39","v":686.96258314739111},{"$f":"'Energy Use'!G39","v":2558.6527918794873},{"$f":"'Energy Use'!F39","v":2.4916799766254631},{"$f":"INDEX(TIP,iEL+1,iRU)","v":525.01378759980037},{"$f":"Q7 * INDEX(EPriceStartYr,iRU) + R7 * INDEX(RPpriceStartYr,iRU) + INDEX(_RC,iEL+1,iRU)/5","v":329.77480329429085},{"$f":"SUM(OFFSET($AU$10,0,M7):OFFSET($AU$10,INDEX(Life,iRU),M7)) + (INDEX(Life,iRU)-INT(INDEX(Life,iRU))) * OFFSET($AU$10,INDEX(Life,iRU)+1,M7)","v":3713.1951549508594},{"$f":"SUMPRODUCT(OFFSET($AU$10,0,M7):OFFSET($AU$10,INDEX(Life,iRU),M7), INDEX(DF,iRU):OFFSET(INDEX(DF,iRU),INDEX(Life,iRU),)) + (INDEX(Life,iRU)-INT(INDEX(Life,iRU))) * OFFSET($AU$10,INDEX(Life,iRU)+1,M7)*OFFSET(INDEX(DF,iRU),INDEX(Life,iRU),)","v":2968.7847488408765},null,null,null,null,{"$f":"-PMT(INDEX(drate,iRU), INDEX(Life,iRU), V7,0,1)","v":281.74067502312215},null,null,null,null,null,null,null,"Discount Factors",null,null,null,null,null,null,null,null,"Cost of",null,"h",{"$f":"INDEX(_eff,_i+1,_RU)","v":0.73151394932222313},{"$f":"INDEX(_eff,_i+1,_RU)","v":0.7952866928949941},{"$f":"INDEX(_eff,_i+1,_RU)","v":0.805394444517609},0.81882982120498493,0.82011414843402974,0.83281879458756491,{"$f":"INDEX(_eff,_i+1,_RU)","v":0.79422391629957889},0.83084637070836387,0.86526717144498355,0.89070943167324557,0.89683076972402764,0.89683076972402764,0.90870928947173335,0.91956398508849113,0.94878272407340902,0.95287192097610707,0.95354691626591104,0.95659325974212628,{"$f":"INDEX(_eff,_i+1,_RU)","v":0.87423233097416386},0.88886929951383231,0.89462144790386855,0.90406148127637553,0.91000888637257482,0.92140676202395744,0.92605630785903648,0.93677808985451128,0.87680793344177521,0.89632918505507797,0.90301302276611839,0.91050196589840737,0.91745809446501014,0.92430171448673959,0.93645000255882904,0.94187269674341589,0.94563355943297811,0.94563355943297811,0.94120870524904587,0.95468598583310771,0.9586193915342065,0.96239794283536051,0.96534624876233188]
[null,0,{"$f":"'Energy Use'!E39","v":0.73151394932222313},{"$f":"'Energy Use'!E46","v":0.79422391629957889},{"$f":"'Energy Use'!E53","v":0.90870928947173335},{"$f":"'Energy Use'!E60","v":0.87423233097416386},{"$f":"'Energy Use'!E65","v":0.91000888637257482},{"$f":"'Energy Use'!E70","v":0.87680793344177521},{"$f":"'Energy Use'!E76","v":0.92430171448673959},{"$f":"'Energy Use'!E82","v":0.94120870524904587},{"$f":"IF(iBase1=M8, \">\", \"\")","v":""},1,1,0.875,{"$f":"'Energy Use'!E40","v":0.7952866928949941},{"$f":"'Energy Use'!H40","v":481.78838641299478},{"$f":"'Energy Use'!G40","v":2353.4785951450908},{"$f":"'Energy Use'!F40","v":2.314227488466793},528.71956904262731,323.95365047033772,{"$f":"SUM(OFFSET($AU$10,0,M8):OFFSET($AU$10,INDEX(Life,iRU),M8)) + (INDEX(Life,iRU)-INT(INDEX(Life,iRU))) * OFFSET($AU$10,INDEX(Life,iRU)+1,M8)","v":3461.4001413721858},{"$f":"SUMPRODUCT(OFFSET($AU$10,0,M8):OFFSET($AU$10,INDEX(Life,iRU),M8), INDEX(DF,iRU):OFFSET(INDEX(DF,iRU),INDEX(Life,iRU),)) + (INDEX(Life,iRU)-INT(INDEX(Life,iRU))) * OFFSET($AU$10,INDEX(Life,iRU)+1,M8)*OFFSET(INDEX(DF,iRU),INDEX(Life,iRU),)","v":2776.6468967765595},{"$f":"IF(_Base1<M8, OFFSET(V$7,_Base1,0) - V8, 0)","v":0},{"$f":"IF(_Base1<M8, S8-OFFSET(S$7,_Base1,0), 0)","v":0},{"$f":"IF(_Base1<M8, OFFSET(T$7,_Base1,0)-T8, 0)","v":0},{"$f":"IF(_Base1>=M8, \"NA\", IF(Y8>0, IF(X8<0, 0, X8 / Y8), \"indef\"))","v":"NA"},263.50659855151906,{"$f":"-PMT(INDEX(drate,iRU), INDEX(Life,iRU), W8, 0,1)","v":0},{"$f":"IF(W8<0,1,\"\")","v":""},{"$f":"IF(W8=0,1,\"\")","v":1},{"$f":"IF(W8>0,1,\"\")","v":""},{"$f":"IF(_Base1>=M8, \"\", IF(ROUND(Y8,0)>0, \"\", 1))","v":""},null,"Age",{"$f":"\"RU\" & _RU","v":"RU1"},"RU2","RU3","RU4","RU5","RU6","RU7","RU8","Year","Carbon","Age","repair",0,1,2,3,4,5,0,1,2,3,4,5,0,1,2,3,4,5,0,{"$f":"BM8+1","v":1},{"$f":"BN8+1","v":2},{"$f":"BO8+1","v":3},0,{"$f":"BQ8+1","v":1},{"$f":"BR8+1","v":2},{"$f":"BS8+1","v":3},0,{"$f":"BU8+1","v":1},{"$f":"BV8+1","v":2},{"$f":"BW8+1","v":3},4,0,{"$f":"BZ8+1","v":1},{"$f":"CA8+1","v":2},{"$f":"CB8+1","v":3},4,0,{"$f":"CE8+1","v":1},{"$f":"CF8+1","v":2},{"$f":"CG8+1","v":3},4]
[null,1,{"$f":"'Energy Use'!E40","v":0.7952866928949941},{"$f":"'Energy Use'!E47","v":0.83084637070836387},{"$f":"'Energy Use'!E54","v":0.91956398508849113},{"$f":"'Energy Use'!E61","v":0.88886929951383231},{"$f":"'Energy Use'!E66","v":0.92140676202395744},{"$f":"'Energy Use'!E71","v":0.89632918505507797},{"$f":"'Energy Use'!E77","v":0.93645000255882904},{"$f":"'Energy Use'!E83","v":0.95468598583310771},"",{"$f":"L8","v":1},2,0.89500000000000002,{"$f":"'Energy Use'!E41","v":0.805394444517609},{"$f":"'Energy Use'!H41","v":452.25208000959617},{"$f":"'Energy Use'!G41","v":2323.9422887416922},{"$f":"'Energy Use'!F41","v":2.4733400252854367},584.69019119873258,330.23309468111415,{"$f":"SUM(OFFSET($AU$10,0,M9):OFFSET($AU$10,INDEX(Life,iRU),M9)) + (INDEX(Life,iRU)-INT(INDEX(Life,iRU))) * OFFSET($AU$10,INDEX(Life,iRU)+1,M9)","v":3481.8641199584663},{"$f":"SUMPRODUCT(OFFSET($AU$10,0,M9):OFFSET($AU$10,INDEX(Life,iRU),M9), INDEX(DF,iRU):OFFSET(INDEX(DF,iRU),INDEX(Life,iRU),)) + (INDEX(Life,iRU)-INT(INDEX(Life,iRU))) * OFFSET($AU$10,INDEX(Life,iRU)+1,M9)*OFFSET(INDEX(DF,iRU),INDEX(Life,iRU),)","v":2805.4023982447811},{"$f":"IF(_Base1<M9, OFFSET(V$7,_Base1,0) - V9, 0)","v":0},{"$f":"IF(_Base1<M9, S9-OFFSET(S$7,_Base1,0), 0)","v":0},{"$f":"IF(_Base1<M9, OFFSET(T$7,_Base1,0)-T9, 0)","v":0},{"$f":"IF(_Base1>=M9, \"NA\", IF(Y9>0, IF(X9<0, 0, X9 / Y9), \"indef\"))","v":"NA"},266.23552472154478,{"$f":"-PMT(INDEX(drate,iRU), INDEX(Life,iRU), W9, 0,1)","v":0},{"$f":"IF(W9<0,1,\"\")","v":""},{"$f":"IF(W9=0,1,\"\")","v":1},{"$f":"IF(W9>0,1,\"\")","v":""},{"$f":"IF(_Base1>=M9, \"\", IF(ROUND(Y9,0)>0, \"\", 1))","v":""},null,null,null,null,null,null,null,null,null,null,null," $/kWh",null,"period"]
[null,2,{"$f":"'Energy Use'!E41","v":0.805394444517609},{"$f":"'Energy Use'!E48","v":0.86526717144498355},{"$f":"'Energy Use'!E55","v":0.94878272407340902},{"$f":"'Energy Use'!E62","v":0.89462144790386855},{"$f":"'Energy Use'!E67","v":0.92605630785903648},{"$f":"'Energy Use'!E72","v":0.90301302276611839},{"$f":"'Energy Use'!E78","v":0.94187269674341589},{"$f":"'Energy Use'!E84","v":0.9586193915342065},">",{"$f":"L9","v":1},3,0.90200000000000002,{"$f":"'Energy Use'!E42","v":0.81882982120498493},{"$f":"'Energy Use'!H42","v":414.12078674157669},{"$f":"'Energy Use'!G42","v":2285.8109954736724},{"$f":"'Energy Use'!F42","v":1.9428116875491921},596.34177137982101,330.87110075307925,{"$f":"SUM(OFFSET($AU$10,0,M10):OFFSET($AU$10,INDEX(Life,iRU),M10)) + (INDEX(Life,iRU)-INT(INDEX(Life,iRU))) * OFFSET($AU$10,INDEX(Life,iRU)+1,M10)","v":3442.5971261937852},{"$f":"SUMPRODUCT(OFFSET($AU$10,0,M10):OFFSET($AU$10,INDEX(Life,iRU),M10), INDEX(DF,iRU):OFFSET(INDEX(DF,iRU),INDEX(Life,iRU),)) + (INDEX(Life,iRU)-INT(INDEX(Life,iRU))) * OFFSET($AU$10,INDEX(Life,iRU)+1,M10)*OFFSET(INDEX(DF,iRU),INDEX(Life,iRU),)","v":2778.0216424338846},{"$f":"IF(_Base1<M10, OFFSET(V$7,_Base1,0) - V10, 0)","v":0},{"$f":"IF(_Base1<M10, S10-OFFSET(S$7,_Base1,0), 0)","v":0},{"$f":"IF(_Base1<M10, OFFSET(T$7,_Base1,0)-T10, 0)","v":0},{"$f":"IF(_Base1>=M10, \"NA\", IF(Y10>0, IF(X10<0, 0, X10 / Y10), \"indef\"))","v":"NA"},263.63706330469159,{"$f":"-PMT(INDEX(drate,iRU), INDEX(Life,iRU), W10, 0,1)","v":0},{"$f":"IF(W10<0,1,\"\")","v":""},{"$f":"IF(W10=0,1,\"\")","v":1},{"$f":"IF(W10>0,1,\"\")","v":""},{"$f":"IF(_Base1>=M10, \"\", IF(ROUND(Y10,0)>0, \"\", 1))","v":""},null,0,{"$f":"(1+INDEX(drate,_RU)) ^ (-age)","v":1},{"$f":"(1+INDEX(drate,_RU)) ^ (-age)","v":1},{"$f":"(1+INDEX(drate,_RU)) ^ (-age)","v":1},1,1,1,1,1,null,null,0,null,{"$f":"INDEX(TIP, _i+1, _RU)","v":525.01378759980037},{"$f":"INDEX(TIP, _i+1, _RU)","v":528.71956904262731},{"$f":"INDEX(TIP, _i+1, _RU)","v":584.69019119873258},596.34177137982101,808.17789712440947,885.04760486710927,{"$f":"INDEX(TIP, _i+1, _RU)","v":1419.300005557898},1796.1000622327028,2055.4522530263239,2064.4679260930557,3088.2235685056094,3088.2235685056094,3129.893133667696,3468.7744381648185,3874.874922663972,4288.9658035644616,5392.6649631108257,5912.6091705918216,{"$f":"INDEX(TIP, _i+1, _RU)","v":523.59605634252011},{"$f":"INDEX(TIP, _i+1, _RU)","v":563.46339410612075},801.76138294491147,852.55773296191694,2522.5988339518963,2864.4403448979683,3293.926424354243,3534.3127584475833,{"$f":"INDEX(TIP, _i+1, _RU)","v":528.71956904262731},584.69019119873258,596.34177137982101,808.17789712440947,885.04760486710927,1796.1000622327028,2055.4522530263239,2064.4679260930557,3088.2235685056094,3088.2235685056094,3468.7744381648185,3874.874922663972,4288.9658035644616,5392.6649631108257,5912.6091705918216]
[null,3,{"$f":"'Energy Use'!E42","v":0.81882982120498493},{"$f":"'Energy Use'!E49","v":0.89070943167324557},{"$f":"'Energy Use'!E56","v":0.95287192097610707},{"$f":"'Energy Use'!E63","v":0.90406148127637553},{"$f":"'Energy Use'!E68","v":0.93677808985451128},{"$f":"'Energy Use'!E73","v":0.91050196589840737},{"$f":"'Energy Use'!E79","v":0.94563355943297811},{"$f":"'Energy Use'!E85","v":0.96239794283536051},"",1,4,0.91,{"$f":"'Energy Use'!E43","v":0.82011414843402974},{"$f":"'Energy Use'!H43","v":410.54112736422945},{"$f":"'Energy Use'!G43","v":2282.2313360963253},{"$f":"'Energy Use'!F43","v":1.9237595186349254},808.17789712440947,335.00387140330736,{"$f":"SUM(OFFSET($AU$10,0,M11):OFFSET($AU$10,INDEX(Life,iRU),M11)) + (INDEX(Life,iRU)-INT(INDEX(Life,iRU))) * OFFSET($AU$10,INDEX(Life,iRU)+1,M11)","v":3649.8654160045994},{"$f":"SUMPRODUCT(OFFSET($AU$10,0,M11):OFFSET($AU$10,INDEX(Life,iRU),M11), INDEX(DF,iRU):OFFSET(INDEX(DF,iRU),INDEX(Life,iRU),)) + (INDEX(Life,iRU)-INT(INDEX(Life,iRU))) * OFFSET($AU$10,INDEX(Life,iRU)+1,M11)*OFFSET(INDEX(DF,iRU),INDEX(Life,iRU),)","v":2986.3563916167823},{"$f":"IF(_Base1<M11, OFFSET(V$7,_Base1,0) - V11, 0)","v":-208.33474918289767},{"$f":"IF(_Base1<M11, S11-OFFSET(S$7,_Base1,0), 0)","v":211.83612574458846},{"$f":"IF(_Base1<M11, OFFSET(T$7,_Base1,0)-T11, 0)","v":-4.1327706502281103},{"$f":"IF(_Base1>=M11, \"NA\", IF(Y11>0, IF(X11<0, 0, X11 / Y11), \"indef\"))","v":"indef"},283.40824169291244,{"$f":"-PMT(INDEX(drate,iRU), INDEX(Life,iRU), W11, 0,1)","v":-19.771178388220861},{"$f":"IF(W11<0,1,\"\")","v":1},"","",{"$f":"IF(_Base1>=M11, \"\", IF(ROUND(Y11,0)>0, \"\", 1))","v":1},null,{"$f":"AH10+1","v":1},0.96193101651146384,0.96193101651146384,0.96193101651146384,0.96193101651146384,0.96193101651146384,0.96193101651146384,0.96193101651146384,0.96193101651146384,{"$f":"INT(StartYear)","v":2015},{"$f":"IF(iCO2Price=3, VLOOKUP(year,SocialCost, 3), 0)","v":0},{"$f":"AS10+1","v":1},0,{"$f":"INDEX(Pout,_RU)/(AU$7*INDEX(ECF,_RU)^$AT11) * (_ElecPrice*VLOOKUP(year,ElecPriceTrend,1+_Sec)+SCCO2) + INDEX(_RP,_i+1,_RU) * RPprice*VLOOKUP(year,ElecPriceTrend,1+_Sec)","v":240.23411520785356},{"$f":"INDEX(Pout,_RU)/(AV$7*INDEX(ECF,_RU)^$AT11) * (_ElecPrice*VLOOKUP(year,ElecPriceTrend,1+_Sec)+SCCO2) + INDEX(_RP,_i+1,_RU) * RPprice*VLOOKUP(year,ElecPriceTrend,1+_Sec)","v":220.9818591709348},218.30723457306749,214.46820624071074,214.12394248661695,210.86575388491741,359.49976330012038,344.70236228170188,330.9899140147391,321.00942958532141,318.45069016424213,318.45069016424213,5184.6003790660279,5123.5766057220917,4963.6424274795245,4944.3103768130695,4937.7437310693549,4922.3052581056163,{"$f":"INDEX(Pout,_RU)/(BM$7*INDEX(ECF,_RU)^$AT11) * (_ElecPrice*VLOOKUP(year,ElecPriceTrend,1+_Sec)+SCCO2) + INDEX(_RP,_i+1,_RU) * RPprice*VLOOKUP(year,ElecPriceTrend,1+_Sec)","v":966.71950690497385},951.70173186583531,944.81407009409259,934.54239497020228,3288.083381494499,3249.5164306716888,3233.2012504196578,3193.7235383447187,1.8650139808100852,1.9988407958679579,1.691554192468522,1.6262594009915232,1.6649212358897074,14.554580333247571,14.365768080405967,14.543043974148819,15.081294239918501,15.081294239918501,43.821033410055705,40.774179788787841,42.303076115494036,43.10364924018134,44.408590248354628]
[null,4,{"$f":"'Energy Use'!E43","v":0.82011414843402974},{"$f":"'Energy Use'!E50","v":0.89683076972402764},{"$f":"'Energy Use'!E57","v":0.95354691626591104},null,null,{"$f":"'Energy Use'!E74","v":0.91745809446501014},{"$f":"'Energy Use'!E80","v":0.94563355943297811},{"$f":"'Energy Use'!E86","v":0.96534624876233188},"",1,5,0.91700000000000004,{"$f":"'Energy Use'!E44","v":0.83281879458756491},{"$f":"'Energy Use'!H44","v":375.72570082240583},{"$f":"'Energy Use'!G44","v":2247.4159095545019},{"$f":"'Energy Use'!F44","v":1.9101780088172535},885.04760486710927,336.2227172059296,{"$f":"SUM(OFFSET($AU$10,0,M12):OFFSET($AU$10,INDEX(Life,iRU),M12)) + (INDEX(Life,iRU)-INT(INDEX(Life,iRU))) * OFFSET($AU$10,INDEX(Life,iRU)+1,M12)","v":3683.4940117355168},{"$f":"SUMPRODUCT(OFFSET($AU$10,0,M12):OFFSET($AU$10,INDEX(Life,iRU),M12), INDEX(DF,iRU):OFFSET(INDEX(DF,iRU),INDEX(Life,iRU),)) + (INDEX(Life,iRU)-INT(INDEX(Life,iRU))) * OFFSET($AU$10,INDEX(Life,iRU)+1,M12)*OFFSET(INDEX(DF,iRU),INDEX(Life,iRU),)","v":3030.0814950141275},{"$f":"IF(_Base1<M12, OFFSET(V$7,_Base1,0) - V12, 0)","v":-252.05985258024293},{"$f":"IF(_Base1<M12, S12-OFFSET(S$7,_Base1,0), 0)","v":288.70583348728826},{"$f":"IF(_Base1<M12, OFFSET(T$7,_Base1,0)-T12, 0)","v":-5.3516164528503509},{"$f":"IF(_Base1>=M12, \"NA\", IF(Y12>0, IF(X12<0, 0, X12 / Y12), \"indef\"))","v":"indef"},287.55779822490206,{"$f":"-PMT(INDEX(drate,iRU), INDEX(Life,iRU), W12, 0,1)","v":-23.920734920210496},{"$f":"IF(W12<0,1,\"\")","v":1},{"$f":"IF(W12=0,1,\"\")","v":""},{"$f":"IF(W12>0,1,\"\")","v":""},{"$f":"IF(_Base1>=M12, \"\", IF(ROUND(Y12,0)>0, \"\", 1))","v":1},null,{"$f":"AH11+1","v":2},0.92531128052677813,0.92531128052677813,0.92531128052677813,0.92531128052677813,0.92531128052677813,0.92531128052677813,0.92531128052677813,0.92531128052677813,{"$f":"AQ11+1","v":2016},{"$f":"IF(iCO2Price=3, VLOOKUP(year,SocialCost, 3), 0)","v":0},{"$f":"AS11+1","v":2},0,{"$f":"INDEX(Pout,_RU)/(AU$7*INDEX(ECF,_RU)^$AT12) * (_ElecPrice*VLOOKUP(year,ElecPriceTrend,1+_Sec)+SCCO2) + INDEX(_RP,_i+1,_RU) * RPprice*VLOOKUP(year,ElecPriceTrend,1+_Sec)+IF(AND(MOD($AS12,5)=1, INDEX(iSec, _RU)=1),INDEX(_RC,_i+1,_RU),0)","v":238.88296720330993},219.73899157154818,217.07940985668353,213.26197335971688,212.91964584720964,209.67978226576713,357.47782987323552,342.76365383242342,329.12832844660221,319.20397722544891,{"$f":"INDEX(Pout,_RU)/(BE$7*INDEX(ECF,_RU)^$AT12) * (_ElecPrice*VLOOKUP(year,ElecPriceTrend,1+_Sec)+SCCO2) + INDEX(_RP,_i+1,_RU) * RPprice*VLOOKUP(year,ElecPriceTrend,1+_Sec)+IF(AND(MOD($AS12,5)=1, INDEX(iSec, _RU)=1),INDEX(_RC,_i+1,_RU),0)","v":316.65962891472441},316.65962891472441,5155.4406469003015,5094.760089379447,4935.7254284498304,4916.5021069772247,4909.9723939992236,4894.620751592086,{"$f":"INDEX(Pout,_RU)/(BM$7*INDEX(ECF,_RU)^$AT12) * (_ElecPrice*VLOOKUP(year,ElecPriceTrend,1+_Sec)+SCCO2) + INDEX(_RP,_i+1,_RU) * RPprice*VLOOKUP(year,ElecPriceTrend,1+_Sec)+IF(AND(MOD($AS12,5)=1, INDEX(iSec, _RU)=1),INDEX(_RC,_i+1,_RU),0)","v":961.28238931833164},946.34907870573488,939.50015518917633,929.28625101648902,3269.5902241182644,3231.2401852798343,3215.0167664465434,3175.761088747729,{"$f":"INDEX(Pout,_RU)/(BU$7*INDEX(ECF,_RU)^$AT12) * (_ElecPrice*VLOOKUP(year,ElecPriceTrend,1+_Sec)+SCCO2) + INDEX(_RP,_i+1,_RU) * RPprice*VLOOKUP(year,ElecPriceTrend,1+_Sec)","v":1.8545245883420867},1.9875987216504778,1.682040389361275,1.6171128351816719,1.6555572244392589,14.472721051283299,14.284970734621904,14.461249576093987,14.996472562528631,14.996472562528631,43.574570904937275,40.544853693237847,42.065151052977193,42.861221516670753,44.158823149095035]
[null,5,{"$f":"'Energy Use'!E44","v":0.83281879458756491},{"$f":"'Energy Use'!E51","v":0.89683076972402764},{"$f":"'Energy Use'!E58","v":0.95659325974212628},null,null,null,null,null,null,null,null,null,null,null,null,null,null,null,null,null,null,null,null,null,null,null,null,null,null,null,null,3,0.89008562066664787,0.89008562066664787,0.89008562066664787,0.89008562066664787,0.89008562066664787,0.89008562066664787,0.89008562066664787,0.89008562066664787,2017,0,3,0,238.79289066967368,219.65613373158911,216.99755487559125,213.18155783431729,212.8393594045825,209.60071749115713,357.3430343114432,342.63440660247159,329.00422274205971,319.08361373479073,316.54022483142325,316.54022483142325,5153.4966647559195,5092.8389882899392,4933.8642951811844,4914.6482223215016,4908.120971527881,4892.775117824518,960.91991481255548,945.99223516172822,939.14589419551533,928.93584141957479,3268.3573469598487,3230.0217689203769,3213.8044675150027,3174.5635921079297,1.8538252955108869,1.9868492500359791,1.6814061358207919,1.6165030641276819,1.6549329570092293,14.467263765819016,14.279584244902969,14.455796616223669,14.990817784035976,14.990817784035976,43.55814007126272,40.52956528686785,42.049289382142739,42.845059668436718,44.142172009144403]
[null,null,null,null,null,null,null,null,null,null,{"$f":"IF(iBase2=M14, \">\", \"\")","v":""},2,0,0.89500000000000002,{"$f":"'Energy Use'!E46","v":0.79422391629957889},{"$f":"'Energy Use'!H46","v":778.5525846424772},{"$f":"'Energy Use'!G46","v":3783.4940321632916},{"$f":"'Energy Use'!F46","v":11.812616024871424},{"$f":"INDEX(TIP,iEL+1,iRU)","v":1419.300005557898},{"$f":"Q14 * INDEX(EPriceStartYr,iRU) + R14 * INDEX(RPpriceStartYr,iRU) + INDEX(_RC,iEL+1,iRU)/5","v":544.03326567966326},{"$f":"SUM(OFFSET($BA$10,0,M14):OFFSET($BA$10,INDEX(Life,iRU),M14)) + (INDEX(Life,iRU)-INT(INDEX(Life,iRU))) * OFFSET($BA$10,INDEX(Life,iRU)+1,M14)","v":6189.7832546234804},{"$f":"SUMPRODUCT(OFFSET($BA$10,0,M14):OFFSET($BA$10,INDEX(Life,iRU),M14), INDEX(DF,iRU):OFFSET(INDEX(DF,iRU),INDEX(Life,iRU),)) + (INDEX(Life,iRU)-INT(INDEX(Life,iRU))) * OFFSET($BA$10,INDEX(Life,iRU)+1,M14)*OFFSET(INDEX(DF,iRU),INDEX(Life,iRU),)","v":5075.9658665948318},null,null,null,null,{"$f":"-PMT(INDEX(drate,iRU), INDEX(Life,iRU), V14,0,1)","v":481.71429410876669},null,null,null,null,null,null,4,0.85620096587010586,0.85620096587010586,0.85620096587010586,0.85620096587010586,0.85620096587010586,0.85620096587010586,0.85620096587010586,0.85620096587010586,2018,0,4,0,238.34250800149249,219.24184453179356,216.58827997012995,212.77948020731932,212.43792719144673,209.20539361810702,356.66905650248162,341.9881704527121,328.38369421934743,318.4817962814999,315.94320441491737,315.94320441491737,5143.776754034011,5083.23348284239,4924.5586288379527,4905.3787990428873,4898.8638591711706,4883.5469489866746,959.10754228367477,944.20801744169478,937.37458922720998,927.18379343500374,3262.1929611677701,3223.9296871230927,3207.7429728572979,3168.5761089089333,1.8503288313548873,1.9831018919634857,1.6782348681183761,1.6134542088577315,1.6518116198590795,14.439977338497592,14.252651796308282,14.428531816872058,14.962543891572686,14.962543891572686,43.47598590288991,40.453123255017857,41.969981027970462,42.764250427266518,44.058916309391208]
[null,"RP (Reactive Power) in kVAr",null,null,null,null,null,null,null,null,"",2,1,0.92400000000000004,{"$f":"'Energy Use'!E47","v":0.83084637070836387},{"$f":"'Energy Use'!H47","v":611.78187638184454},{"$f":"'Energy Use'!G47","v":3616.7233239026591},{"$f":"'Energy Use'!F47","v":13.291080450940337},1796.1000622327028,556.91589001817624,{"$f":"SUM(OFFSET($BA$10,0,M15):OFFSET($BA$10,INDEX(Life,iRU),M15)) + (INDEX(Life,iRU)-INT(INDEX(Life,iRU))) * OFFSET($BA$10,INDEX(Life,iRU)+1,M15)","v":6370.1060391571746},{"$f":"SUMPRODUCT(OFFSET($BA$10,0,M15):OFFSET($BA$10,INDEX(Life,iRU),M15), INDEX(DF,iRU):OFFSET(INDEX(DF,iRU),INDEX(Life,iRU),)) + (INDEX(Life,iRU)-INT(INDEX(Life,iRU))) * OFFSET($BA$10,INDEX(Life,iRU)+1,M15)*OFFSET(INDEX(DF,iRU),INDEX(Life,iRU),)","v":5302.1734637724103},{"$f":"IF(_Base2<M15, OFFSET(V$14,_Base2,0) - V15, 0)","v":0},{"$f":"IF(_Base2<M15, S15-OFFSET(S$14,_Base2,0), 0)","v":0},{"$f":"IF(_Base2<M15, OFFSET(T$14,_Base2,0)-T15, 0)","v":0},{"$f":"IF(_Base2>=M15, \"NA\", IF(Y15>0, IF(X15<0, 0, X15 / Y15), \"indef\"))","v":"NA"},503.18162384665106,{"$f":"-PMT(INDEX(drate,iRU), INDEX(Life,iRU), W15, 0,1)","v":0},{"$f":"IF(W15<0,1,\"\")","v":""},{"$f":"IF(W15=0,1,\"\")","v":1},{"$f":"IF(W15>0,1,\"\")","v":""},{"$f":"IF(_Base2>=M15, \"\", IF(ROUND(Y15,0)>0, \"\", 1))","v":""},null,5,0.82360626543752802,0.82360626543752802,0.82360626543752802,0.82360626543752802,0.82360626543752802,0.82360626543752802,0.82360626543752802,0.82360626543752802,2019,0,5,0,237.8921253333113,218.82755533199804,216.17900506466862,212.37740258032136,212.03649497831097,208.81006974505692,355.99507869352004,341.34193430295261,327.76316569663516,317.87997882820912,315.3461839984115,315.3461839984115,5134.0568433121025,5073.6279773948427,4915.2529624947219,4896.109375764272,4889.6067468144602,4874.3187801488311,957.29516975479407,942.42379972166145,935.60328425890464,925.4317454504328,3256.0285753756925,3217.837605325808,3201.6814781995931,3162.5886257099369,1.846832367198888,1.9793545338909926,1.6750636004159607,1.6104053535877811,1.6486902827089305,14.412690911176167,14.225719347713595,14.401267017520446,14.934269999109397,14.934269999109397,43.393831734517107,40.376681223167857,41.890672673798178,42.683441186096331,43.975660609638012]
[null,null,"RU1","RU2","RU3","RU4","RU5","RU6","Ru7","RU8",">",{"$f":"L15","v":2},2,0.93600000000000005,{"$f":"'Energy Use'!E48","v":0.86526717144498355},{"$f":"'Energy Use'!H48","v":467.90664690371574},{"$f":"'Energy Use'!G48","v":3472.8480944245302},{"$f":"'Energy Use'!F48","v":12.762354010282479},2055.4522530263239,561.65679198916769,{"$f":"SUM(OFFSET($BA$10,0,M16):OFFSET($BA$10,INDEX(Life,iRU),M16)) + (INDEX(Life,iRU)-INT(INDEX(Life,iRU))) * OFFSET($BA$10,INDEX(Life,iRU)+1,M16)","v":6447.5017736150021},{"$f":"SUMPRODUCT(OFFSET($BA$10,0,M16):OFFSET($BA$10,INDEX(Life,iRU),M16), INDEX(DF,iRU):OFFSET(INDEX(DF,iRU),INDEX(Life,iRU),)) + (INDEX(Life,iRU)-INT(INDEX(Life,iRU))) * OFFSET($BA$10,INDEX(Life,iRU)+1,M16)*OFFSET(INDEX(DF,iRU),INDEX(Life,iRU),)","v":5422.0521394425759},{"$f":"IF(_Base2<M16, OFFSET(V$14,_Base2,0) - V16, 0)","v":0},{"$f":"IF(_Base2<M16, S16-OFFSET(S$14,_Base2,0), 0)","v":0},{"$f":"IF(_Base2<M16, OFFSET(T$14,_Base2,0)-T16, 0)","v":0},{"$f":"IF(_Base2>=M16, \"NA\", IF(Y16>0, IF(X16<0, 0, X16 / Y16), \"indef\"))","v":"NA"},514.55823140210862,{"$f":"-PMT(INDEX(drate,iRU), INDEX(Life,iRU), W16, 0,1)","v":0},{"$f":"IF(W16<0,1,\"\")","v":""},{"$f":"IF(W16=0,1,\"\")","v":1},{"$f":"IF(W16>0,1,\"\")","v":""},{"$f":"IF(_Base2>=M16, \"\", IF(ROUND(Y16,0)>0, \"\", 1))","v":""},null,6,0.79225241211753183,0.79225241211753183,0.79225241211753183,0.79225241211753183,0.79225241211753183,0.79225241211753183,0.79225241211753183,0.79225241211753183,2020,{"$f":"IF(iCO2Price=3, VLOOKUP(year,SocialCost, 3), 0)","v":0},6,1,241.28279666780367,221.94638262304593,219.25909800976373,215.4058971443786,215.06021217279218,211.78769426376789,361.02647097293402,346.15587618676943,332.38560634267378,322.36821410396675,319.80226822516141,319.80226822516141,5181.2615618310092,5120.2762096719744,4960.4557535968324,4941.126303307994,4934.5791593926633,4919.1491548828626,970.97483650384197,955.88192082376861,948.97170398301114,938.65889974815468,3285.9700614689264,3247.41740272688,3231.1127612796231,3191.6728587900398,1.8579665218402392,1.9909656929015298,1.6853824392780246,1.6204273965012419,1.6588466548947385,14.531880435667471,14.343362661862926,14.519305320361056,15.0542974143106,15.0542974143106,43.687242451030137,40.655934657649325,42.175776230136137,42.971412359041054,44.268677452825358]
[null,0,{"$f":"'Energy Use'!F39","v":2.4916799766254631},{"$f":"'Energy Use'!F46","v":11.812616024871424},{"$f":"'Energy Use'!F53","v":32.737883543391121},{"$f":"'Energy Use'!F60","v":3.3164592343807793},{"$f":"'Energy Use'!F65","v":19.17394496252497},{"$f":"'Energy Use'!F70","v":2.9017484079435549},{"$f":"'Energy Use'!F76","v":16.515879945217506},{"$f":"'Energy Use'!F82","v":40.548010405360557},"",{"$f":"L16","v":2},3,0.94099999999999995,{"$f":"'Energy Use'!E49","v":0.89070943167324557},{"$f":"'Energy Use'!H49","v":368.70807348613232},{"$f":"'Energy Use'!G49","v":3373.6495210069465},{"$f":"'Energy Use'!F49","v":11.39504907804138},2064.4679260930557,560.9029826787272,{"$f":"SUM(OFFSET($BA$10,0,M17):OFFSET($BA$10,INDEX(Life,iRU),M17)) + (INDEX(Life,iRU)-INT(INDEX(Life,iRU))) * OFFSET($BA$10,INDEX(Life,iRU)+1,M17)","v":6324.1415523443584},{"$f":"SUMPRODUCT(OFFSET($BA$10,0,M17):OFFSET($BA$10,INDEX(Life,iRU),M17), INDEX(DF,iRU):OFFSET(INDEX(DF,iRU),INDEX(Life,iRU),)) + (INDEX(Life,iRU)-INT(INDEX(Life,iRU))) * OFFSET($BA$10,INDEX(Life,iRU)+1,M17)*OFFSET(INDEX(DF,iRU),INDEX(Life,iRU),)","v":5329.5933101428054},{"$f":"IF(_Base2<M17, OFFSET(V$14,_Base2,0) - V17, 0)","v":92.458829299770514},{"$f":"IF(_Base2<M17, S17-OFFSET(S$14,_Base2,0), 0)","v":9.0156730667317788},{"$f":"IF(_Base2<M17, OFFSET(T$14,_Base2,0)-T17, 0)","v":0.75380931044048793},{"$f":"IF(_Base2>=M17, \"NA\", IF(Y17>0, IF(X17<0, 0, X17 / Y17), \"indef\"))","v":11.960150852293767},505.78379499713333,{"$f":"-PMT(INDEX(drate,iRU), INDEX(Life,iRU), W17, 0,1)","v":8.7744364049753418},"",{"$f":"IF(W17=0,1,\"\")","v":""},{"$f":"IF(W17>0,1,\"\")","v":1},{"$f":"IF(_Base2>=M17, \"\", IF(ROUND(Y17,0)>0, \"\", 1))","v":""},null,7,0.76209216812187663,0.76209216812187663,0.76209216812187663,0.76209216812187663,0.76209216812187663,0.76209216812187663,0.76209216812187663,0.76209216812187663,2021,0,7,1,241.0098523276817,221.69531205446782,219.01106735590648,215.16222531502976,214.81693138979128,211.54811542410297,360.61806998767048,345.76429714130933,332.00960452554403,322.00354417850974,319.4405009534135,319.4405009534135,5175.4004062180775,5114.4840420139744,4954.8443783099574,4935.536793915111,4928.9970562711778,4913.58450651761,969.87644867974257,954.80060643369643,947.89820658031545,937.59706841359775,3282.2529007659068,3243.7438536287723,3227.4576563460487,3188.0623691307746,1.8558647497567096,1.9887134692670256,1.6834758980571216,1.6185943338355164,1.6569701315294729,14.51544165689409,14.327137138489778,14.502880766831236,15.037267666104366,15.037267666104366,43.637822493506349,40.609943781339766,42.12806607602964,42.922802164064755,44.218599763399084]
[null,1,{"$f":"'Energy Use'!F40","v":2.314227488466793},{"$f":"'Energy Use'!F47","v":13.291080450940337},{"$f":"'Energy Use'!F54","v":32.687230434544603},{"$f":"'Energy Use'!F61","v":4.9795426114794612},{"$f":"'Energy Use'!F66","v":22.952767659512752},{"$f":"'Energy Use'!F71","v":3.1710637178836829},{"$f":"'Energy Use'!F77","v":16.301624334357019},{"$f":"'Energy Use'!F83","v":35.347099769211532},"",{"$f":"L17","v":2},4,0.94499999999999995,{"$f":"'Energy Use'!E50","v":0.89683076972402764},{"$f":"'Energy Use'!H50","v":345.68115482978703},{"$f":"'Energy Use'!G50","v":3350.6226023506015},{"$f":"'Energy Use'!F50","v":10.616426156817241},3088.2235685056094,567.57091837662506,{"$f":"SUM(OFFSET($BA$10,0,M18):OFFSET($BA$10,INDEX(Life,iRU),M18)) + (INDEX(Life,iRU)-INT(INDEX(Life,iRU))) * OFFSET($BA$10,INDEX(Life,iRU)+1,M18)","v":7313.9853491923641},{"$f":"SUMPRODUCT(OFFSET($BA$10,0,M18):OFFSET($BA$10,INDEX(Life,iRU),M18), INDEX(DF,iRU):OFFSET(INDEX(DF,iRU),INDEX(Life,iRU),)) + (INDEX(Life,iRU)-INT(INDEX(Life,iRU))) * OFFSET($BA$10,INDEX(Life,iRU)+1,M18)*OFFSET(INDEX(DF,iRU),INDEX(Life,iRU),)","v":6327.3509577247532},{"$f":"IF(_Base2<M18, OFFSET(V$14,_Base2,0) - V18, 0)","v":-905.29881828217731},{"$f":"IF(_Base2<M18, S18-OFFSET(S$14,_Base2,0), 0)","v":1032.7713154792855},{"$f":"IF(_Base2<M18, OFFSET(T$14,_Base2,0)-T18, 0)","v":-5.9141263874573724},{"$f":"IF(_Base2>=M18, \"NA\", IF(Y18>0, IF(X18<0, 0, X18 / Y18), \"indef\"))","v":"indef"},600.47200479374305,{"$f":"-PMT(INDEX(drate,iRU), INDEX(Life,iRU), W18, 0,1)","v":-85.913773391634436},1,{"$f":"IF(W18=0,1,\"\")","v":""},{"$f":"IF(W18>0,1,\"\")","v":""},{"$f":"IF(_Base2>=M18, \"\", IF(ROUND(Y18,0)>0, \"\", 1))","v":1},null,8,0.7330800939569021,0.7330800939569021,0.7330800939569021,0.7330800939569021,0.7330800939569021,0.7330800939569021,0.7330800939569021,0.7330800939569021,2022,0,8,1,241.28279666780367,221.94638262304593,219.25909800976373,215.4058971443786,215.06021217279218,211.78769426376789,361.02647097293402,346.15587618676943,332.38560634267378,322.36821410396675,319.80226822516141,319.80226822516141,5181.2615618310092,5120.2762096719744,4960.4557535968324,4941.126303307994,4934.5791593926633,4919.1491548828626,970.97483650384197,955.88192082376861,948.97170398301114,938.65889974815468,3285.9700614689264,3247.41740272688,3231.1127612796231,3191.6728587900398,1.8579665218402392,1.9909656929015298,1.6853824392780246,1.6204273965012419,1.6588466548947385,14.531880435667471,14.343362661862926,14.519305320361056,15.0542974143106,15.0542974143106,43.687242451030137,40.655934657649325,42.175776230136137,42.971412359041054,44.268677452825358]
[null,2,{"$f":"'Energy Use'!F41","v":2.4733400252854367},{"$f":"'Energy Use'!F48","v":12.762354010282479},{"$f":"'Energy Use'!F55","v":27.585547027782471},{"$f":"'Energy Use'!F62","v":3.4826670115569005},{"$f":"'Energy Use'!F67","v":22.837526346031986},{"$f":"'Energy Use'!F72","v":2.5900690274399722},{"$f":"'Energy Use'!F78","v":16.70333126203203},{"$f":"'Energy Use'!F84","v":38.435220193436592},"",2,5,0.94499999999999995,{"$f":"'Energy Use'!E51","v":0.89683076972402764},{"$f":"'Energy Use'!H51","v":345.68115482978703},{"$f":"'Energy Use'!G51","v":3350.6226023506015},{"$f":"'Energy Use'!F51","v":10.616426156817241},3088.2235685056094,567.57091837662506,{"$f":"SUM(OFFSET($BA$10,0,M19):OFFSET($BA$10,INDEX(Life,iRU),M19)) + (INDEX(Life,iRU)-INT(INDEX(Life,iRU))) * OFFSET($BA$10,INDEX(Life,iRU)+1,M19)","v":7313.9853491923641},{"$f":"SUMPRODUCT(OFFSET($BA$10,0,M19):OFFSET($BA$10,INDEX(Life,iRU),M19), INDEX(DF,iRU):OFFSET(INDEX(DF,iRU),INDEX(Life,iRU),)) + (INDEX(Life,iRU)-INT(INDEX(Life,iRU))) * OFFSET($BA$10,INDEX(Life,iRU)+1,M19)*OFFSET(INDEX(DF,iRU),INDEX(Life,iRU),)","v":6327.3509577247532},{"$f":"IF(_Base2<M19, OFFSET(V$14,_Base2,0) - V19, 0)","v":-905.29881828217731},{"$f":"IF(_Base2<M19, S19-OFFSET(S$14,_Base2,0), 0)","v":1032.7713154792855},{"$f":"IF(_Base2<M19, OFFSET(T$14,_Base2,0)-T19, 0)","v":-5.9141263874573724},{"$f":"IF(_Base2>=M19, \"NA\", IF(Y19>0, IF(X19<0, 0, X19 / Y19), \"indef\"))","v":"indef"},600.47200479374305,{"$f":"-PMT(INDEX(drate,iRU), INDEX(Life,iRU), W19, 0,1)","v":-85.913773391634436},{"$f":"IF(W19<0,1,\"\")","v":1},{"$f":"IF(W19=0,1,\"\")","v":""},{"$f":"IF(W19>0,1,\"\")","v":""},{"$f":"IF(_Base2>=M19, \"\", IF(ROUND(Y19,0)>0, \"\", 1))","v":1},null,9,0.70517247996428223,0.70517247996428223,0.70517247996428223,0.70517247996428223,0.70517247996428223,0.70517247996428223,0.70517247996428223,0.70517247996428223,2023,0,9,1,241.55574100792563,222.19745319162405,219.50712866362093,215.64956897372744,215.30349295579308,212.0272731034328,361.4348719581975,346.54745523222959,332.76160815980359,322.7328840294237,320.16403549690932,320.16403549690932,5187.1227174439409,5126.0683773299752,4966.0671288837066,4946.715812700877,4940.1612625141479,4924.7138032481143,972.07322432794138,956.9632352138409,950.04520138570695,939.72073108271138,3289.6872221719455,3251.0909518249873,3234.7678662131975,3195.2833484493049,1.8600682939237694,1.993217916536034,1.6872889804989273,1.6222604591669674,1.660723178260004,14.548319214440848,14.359588185236074,14.535729873890878,15.071327162516834,15.071327162516834,43.736662408553926,40.701925533958885,42.223486384242619,43.020022554017345,44.318755142251632]
[null,3,{"$f":"'Energy Use'!F42","v":1.9428116875491921},{"$f":"'Energy Use'!F49","v":11.39504907804138},{"$f":"'Energy Use'!F56","v":31.220585095055235},{"$f":"'Energy Use'!F63","v":2.6722064365746396},{"$f":"'Energy Use'!F68","v":17.863283352345015},{"$f":"'Energy Use'!F73","v":2.4708261342568916},{"$f":"'Energy Use'!F79","v":17.773116139258978},{"$f":"'Energy Use'!F85","v":40.126888386512029},null,null,null,null,null,null,null,null,null,null,null,null,null,null,null,null,null,null,null,null,null,null,null,10,0.67832728046795188,0.67832728046795188,0.67832728046795188,0.67832728046795188,0.67832728046795188,0.67832728046795188,0.67832728046795188,0.67832728046795188,2024,0,10,1,241.82868534804754,222.44852376020214,219.7551593174781,215.89324080307625,215.54677373879395,212.26685194309766,361.84327294346099,346.93903427768976,333.13760997693328,323.09755395488071,320.52580276865723,320.52580276865723,5192.9838730568708,5131.8605449879751,4971.6785041705798,4952.3053220937582,4945.7433656356325,4930.2784516133661,973.17161215204067,958.04454960391286,951.11869878840264,940.78256241726797,3293.4043828749641,3254.7645009230941,3238.422971146771,3198.8938381085691,1.8621700660072986,1.9954701401705375,1.6891955217198302,1.6240935218326926,1.6625997016252694,14.564757993214229,14.375813708609222,14.552154427420696,15.088356910723068,15.088356910723068,43.786082366077714,40.747916410268438,42.271196538349116,43.068632748993629,44.368832831677906]
[null,4,{"$f":"'Energy Use'!F43","v":1.9237595186349254},{"$f":"'Energy Use'!F50","v":10.616426156817241},{"$f":"'Energy Use'!F57","v":25.35304452300765},null,null,{"$f":"'Energy Use'!F74","v":2.5492892544648744},{"$f":"'Energy Use'!F80","v":17.773116139258978},{"$f":"'Energy Use'!F86","v":42.74263497675004},{"$f":"IF(iBase3=M21, \">\", \"\")","v":""},3,0,0.93,{"$f":"'Energy Use'!E53","v":0.90870928947173335},{"$f":"'Energy Use'!H53","v":5051.8107306134052},{"$f":"'Energy Use'!G53","v":55337.620896807392},{"$f":"'Energy Use'!F53","v":32.737883543391121},{"$f":"INDEX(TIP,iEL+1,iRU)","v":3129.893133667696},{"$f":"Q21 * INDEX(EPriceStartYr,iRU) + R21 * INDEX(RPpriceStartYr,iRU) + INDEX(_RC,iEL+1,iRU)/5","v":5535.4237307489548},{"$f":"SUM(OFFSET($BG$10,0,M21):OFFSET($BG$10,INDEX(Life,iRU),M21)) + (INDEX(Life,iRU)-INT(INDEX(Life,iRU))) * OFFSET($BG$10,INDEX(Life,iRU)+1,M21)","v":56312.958038843542},{"$f":"SUMPRODUCT(OFFSET($BG$10,0,M21):OFFSET($BG$10,INDEX(Life,iRU),M21), INDEX(DF,iRU):OFFSET(INDEX(DF,iRU),INDEX(Life,iRU),)) + (INDEX(Life,iRU)-INT(INDEX(Life,iRU))) * OFFSET($BG$10,INDEX(Life,iRU)+1,M21)*OFFSET(INDEX(DF,iRU),INDEX(Life,iRU),)","v":46147.940034453481},null,null,null,null,{"$f":"-PMT(INDEX(drate,iRU), INDEX(Life,iRU), V21,0,1)","v":5337.4590611574595},null,null,null,null,null,null,11,0.65250405042799375,0.65250405042799375,0.65250405042799375,0.65250405042799375,0.65250405042799375,0.65250405042799375,0.65250405042799375,0.65250405042799375,2025,0,11,2,244.90150833804702,225.2749728604883,222.54639538751726,218.63800357153534,218.28721606859074,214.96551054873163,366.39826554463821,351.29600244972164,337.321255575066,327.16031695630915,324.55987024626694,324.55987024626694,5232.7377802506398,5171.1456524180157,5009.748147576357,4990.2167600997918,4983.6199179366122,4968.0351342094827,985.57285968253279,970.24395160121207,963.23764520740872,952.77389925668137,3318.6206027441604,3279.6743240607916,3263.2077269819301,3223.3884334928157,1.8705679440215781,2.0041429811885081,1.6970364739770685,1.6317351217589566,1.6703172007043989,14.663165023853573,14.472944134033918,14.649408013180951,15.186788249404042,15.186788249404042,44.015188422001707,40.967414865988637,42.494246319142775,43.293343967983574,44.596628316606399]
[null,5,{"$f":"'Energy Use'!F44","v":1.9101780088172535},{"$f":"'Energy Use'!F51","v":10.616426156817241},{"$f":"'Energy Use'!F58","v":25.817731255122041},null,null,null,null,null,">",3,1,0.94099999999999995,{"$f":"'Energy Use'!E54","v":0.91956398508849113},{"$f":"'Energy Use'!H54","v":4398.5956844276025},{"$f":"'Energy Use'!G54","v":54684.405850621588},{"$f":"'Energy Use'!F54","v":32.687230434544603},3468.7744381648185,5527.0234601574575,{"$f":"SUM(OFFSET($BG$10,0,M22):OFFSET($BG$10,INDEX(Life,iRU),M22)) + (INDEX(Life,iRU)-INT(INDEX(Life,iRU))) * OFFSET($BG$10,INDEX(Life,iRU)+1,M22)","v":56025.859242403822},{"$f":"SUMPRODUCT(OFFSET($BG$10,0,M22):OFFSET($BG$10,INDEX(Life,iRU),M22), INDEX(DF,iRU):OFFSET(INDEX(DF,iRU),INDEX(Life,iRU),)) + (INDEX(Life,iRU)-INT(INDEX(Life,iRU))) * OFFSET($BG$10,INDEX(Life,iRU)+1,M22)*OFFSET(INDEX(DF,iRU),INDEX(Life,iRU),)","v":45980.486842329679},{"$f":"IF(_Base3<M22, OFFSET(V$21,_Base3,0) - V22, 0)","v":0},{"$f":"IF(_Base3<M22, S22-OFFSET(S$21,_Base3,0), 0)","v":0},{"$f":"IF(_Base3<M22, OFFSET(T$21,_Base3,0)-T22, 0)","v":0},{"$f":"IF(_Base3>=M22, \"NA\", IF(Y22>0, IF(X22<0, 0, X22 / Y22), \"indef\"))","v":"NA"},5318.0914673503767,{"$f":"-PMT(INDEX(drate,iRU), INDEX(Life,iRU), W22, 0,1)","v":0},{"$f":"IF(W22<0,1,\"\")","v":""},{"$f":"IF(W22=0,1,\"\")","v":1},{"$f":"IF(W22>0,1,\"\")","v":""},{"$f":"IF(_Base3>=M22, \"\", IF(ROUND(Y22,0)>0, \"\", 1))","v":""},null,12,0.6276638845060476,0.6276638845060476,0.6276638845060476,0.6276638845060476,0.6276638845060476,0.6276638845060476,0.6276638845060476,0.6276638845060476,2026,0,12,{"$f":"AT21","v":2},245.36098583961939,225.69762759381007,222.96393083852578,219.04820620487786,218.69676056402901,215.36882295126213,367.08569193402781,351.95509438677556,337.95412847483163,327.77412618136799,325.16880058444013,325.16880058444013,5242.5552995381659,5180.8476142424406,5019.1472998232175,4999.579268092476,4992.9700491147305,4977.3560256432729,987.42196448493917,972.06429672616753,965.04484529222566,954.56146754796987,3324.8469078149751,3285.8275591903616,3269.3300679331164,3229.4360665762924,{"$f":"INDEX(Pout,_RU)/(BU$7*INDEX(ECF,_RU)^$AT22) * (_ElecPrice*VLOOKUP(year,ElecPriceTrend,1+_Sec)+SCCO2) + INDEX(_RP,_i+1,_RU) * RPprice*VLOOKUP(year,ElecPriceTrend,1+_Sec)","v":1.8740774523593295},2.007903099352089,1.7002204073241176,1.6347965384977168,1.6734510040828314,14.690675652416154,14.500097875373569,14.676892831216939,15.21528128551925,15.21528128551925,44.09776851284974,41.044276807575869,42.573972860079252,43.37456975403984,44.680299289057828]
[null,null,null,null,null,null,null,null,null,null,"",{"$f":"L22","v":3},2,0.95399999999999996,{"$f":"'Energy Use'!E55","v":0.94878272407340902},{"$f":"'Energy Use'!H55","v":2714.5332109513224},{"$f":"'Energy Use'!G55","v":53000.343377145306},{"$f":"'Energy Use'!F55","v":27.585547027782471},3874.874922663972,{"$f":"Q23 * INDEX(EPriceStartYr,iRU) + R23 * INDEX(RPpriceStartYr,iRU) + INDEX(_RC,iEL+1,iRU)/5","v":5402.1716170831824},{"$f":"SUM(OFFSET($BG$10,0,M23):OFFSET($BG$10,INDEX(Life,iRU),M23)) + (INDEX(Life,iRU)-INT(INDEX(Life,iRU))) * OFFSET($BG$10,INDEX(Life,iRU)+1,M23)","v":54791.432206065729},{"$f":"SUMPRODUCT(OFFSET($BG$10,0,M23):OFFSET($BG$10,INDEX(Life,iRU),M23), INDEX(DF,iRU):OFFSET(INDEX(DF,iRU),INDEX(Life,iRU),)) + (INDEX(Life,iRU)-INT(INDEX(Life,iRU))) * OFFSET($BG$10,INDEX(Life,iRU)+1,M23)*OFFSET(INDEX(DF,iRU),INDEX(Life,iRU),)","v":45059.613298242133},{"$f":"IF(_Base3<M23, OFFSET(V$21,_Base3,0) - V23, 0)","v":920.87354408754618},{"$f":"IF(_Base3<M23, S23-OFFSET(S$21,_Base3,0), 0)","v":406.10048449915348},{"$f":"IF(_Base3<M23, OFFSET(T$21,_Base3,0)-T23, 0)","v":124.85184307427517},{"$f":"IF(_Base3>=M23, \"NA\", IF(Y23>0, IF(X23<0, 0, X23 / Y23), \"indef\"))","v":3.2526591077839488},5211.5834663778369,{"$f":"-PMT(INDEX(drate,iRU), INDEX(Life,iRU), W23, 0,1)","v":106.50800097253929},{"$f":"IF(W23<0,1,\"\")","v":""},{"$f":"IF(W23=0,1,\"\")","v":""},{"$f":"IF(W23>0,1,\"\")","v":1},{"$f":"IF(_Base3>=M23, \"\", IF(ROUND(Y23,0)>0, \"\", 1))","v":""},null,{"$f":"AH22+1","v":13},0.60376935845043633,0.60376935845043633,0.60376935845043633,0.60376935845043633,0.60376935845043633,0.60376935845043633,0.60376935845043633,0.60376935845043633,2027,0,{"$f":"AS22+1","v":13},2,245.17719483899043,225.52856570048135,222.79691665812237,218.88412515154081,218.5329427658537,215.20749799024995,366.81072137827192,351.69145761195398,337.70097931492541,327.52860249134443,324.92522844917079,324.92522844917079,5238.6282918231545,5176.9668295126703,5015.3876389244724,4995.8342648954022,4989.229996643483,4973.6276690697568,986.68232256397664,971.33615867618528,964.32196525829875,953.84644023145438,3322.3563857866493,3283.3662651385334,3266.8811315526418,3227.0170133429015,1.8726736490242288,2.0063990520866568,1.698946833985298,1.6335719718022124,1.6721974827314585,14.679671400991122,14.48923637883771,14.665898904002546,15.203884071073166,15.203884071073166,44.064736476510532,41.013532030940972,42.542082243704655,43.342079439617336,44.646830900077262]
[null,"From Equipment Price",null,null,null,null,null,null,null,null,"",{"$f":"L23","v":3},3,0.95799999999999996,{"$f":"'Energy Use'!E56","v":0.95287192097610707},{"$f":"'Energy Use'!H56","v":2487.0851823036264},{"$f":"'Energy Use'!G56","v":52772.895348497615},{"$f":"'Energy Use'!F56","v":31.220585095055235},4288.9658035644616,5400.3807340008743,{"$f":"SUM(OFFSET($BG$10,0,M24):OFFSET($BG$10,INDEX(Life,iRU),M24)) + (INDEX(Life,iRU)-INT(INDEX(Life,iRU))) * OFFSET($BG$10,INDEX(Life,iRU)+1,M24)","v":55007.162087914025},{"$f":"SUMPRODUCT(OFFSET($BG$10,0,M24):OFFSET($BG$10,INDEX(Life,iRU),M24), INDEX(DF,iRU):OFFSET(INDEX(DF,iRU),INDEX(Life,iRU),)) + (INDEX(Life,iRU)-INT(INDEX(Life,iRU))) * OFFSET($BG$10,INDEX(Life,iRU)+1,M24)*OFFSET(INDEX(DF,iRU),INDEX(Life,iRU),)","v":45313.26085638818},{"$f":"IF(_Base3<M24, OFFSET(V$21,_Base3,0) - V24, 0)","v":667.22598594149895},{"$f":"IF(_Base3<M24, S24-OFFSET(S$21,_Base3,0), 0)","v":820.19136539964302},{"$f":"IF(_Base3<M24, OFFSET(T$21,_Base3,0)-T24, 0)","v":126.64272615658319},{"$f":"IF(_Base3>=M24, \"NA\", IF(Y24>0, IF(X24<0, 0, X24 / Y24), \"indef\"))","v":6.4764190592797615},5240.9202787373124,{"$f":"-PMT(INDEX(drate,iRU), INDEX(Life,iRU), W24, 0,1)","v":77.171188613063919},{"$f":"IF(W24<0,1,\"\")","v":""},{"$f":"IF(W24=0,1,\"\")","v":""},{"$f":"IF(W24>0,1,\"\")","v":1},{"$f":"IF(_Base3>=M24, \"\", IF(ROUND(Y24,0)>0, \"\", 1))","v":""},null,14,0.58078447271270262,0.58078447271270262,0.58078447271270262,0.58078447271270262,0.58078447271270262,0.58078447271270262,0.58078447271270262,0.58078447271270262,2028,0,14,2,245.26909033930491,225.61309664714574,222.88042374832412,218.96616567820936,218.61485166494137,215.28816047075603,366.94820665614992,351.8232759993648,337.82755389487852,327.65136433635621,325.04701451680552,325.04701451680552,5240.5917956806607,5178.9072218775555,5017.2674693738454,4997.7067664939395,4991.1000228791072,4975.4918473565149,987.05214352445796,971.70022770117646,964.68340527526232,954.20395388971224,3323.6016468008129,3284.596912164448,3268.1055997428793,3228.2265399595972,1.8733755506917793,2.0071510757193729,1.6995836206547077,1.6341842551499646,1.672824243407145,14.685173526703636,14.49466712710564,14.671395867609743,15.209582678296208,15.209582678296208,44.081252494680143,41.028904419258417,42.558027551891954,43.358324596828581,44.663565094567545]
[null,"Total Installed Price by Representative Unit and Eff. Level ($2011)",null,null,null,null,null,null,null,null,"",{"$f":"L24","v":3},4,0.96199999999999997,{"$f":"'Energy Use'!E57","v":0.95354691626591104},{"$f":"'Energy Use'!H57","v":2449.7283882309794},{"$f":"'Energy Use'!G57","v":52735.538554424966},{"$f":"'Energy Use'!F57","v":25.35304452300765},5392.6649631108257,{"$f":"Q25 * INDEX(EPriceStartYr,iRU) + R25 * INDEX(RPpriceStartYr,iRU) + INDEX(_RC,iEL+1,iRU)/5","v":5411.3552558413057},{"$f":"SUM(OFFSET($BG$10,0,M25):OFFSET($BG$10,INDEX(Life,iRU),M25)) + (INDEX(Life,iRU)-INT(INDEX(Life,iRU))) * OFFSET($BG$10,INDEX(Life,iRU)+1,M25)","v":56043.586495516683},{"$f":"SUMPRODUCT(OFFSET($BG$10,0,M25):OFFSET($BG$10,INDEX(Life,iRU),M25), INDEX(DF,iRU):OFFSET(INDEX(DF,iRU),INDEX(Life,iRU),)) + (INDEX(Life,iRU)-INT(INDEX(Life,iRU))) * OFFSET($BG$10,INDEX(Life,iRU)+1,M25)*OFFSET(INDEX(DF,iRU),INDEX(Life,iRU),)","v":46362.536807636388},{"$f":"IF(_Base3<M25, OFFSET(V$21,_Base3,0) - V25, 0)","v":-382.04996530670905},{"$f":"IF(_Base3<M25, S25-OFFSET(S$21,_Base3,0), 0)","v":1923.8905249460072},{"$f":"IF(_Base3<M25, OFFSET(T$21,_Base3,0)-T25, 0)","v":115.66820431615179},{"$f":"IF(_Base3>=M25, \"NA\", IF(Y25>0, IF(X25<0, 0, X25 / Y25), \"indef\"))","v":16.632838179864066},5362.2792696145461,{"$f":"-PMT(INDEX(drate,iRU), INDEX(Life,iRU), W25, 0,1)","v":-44.187802264169619},{"$f":"IF(W25<0,1,\"\")","v":1},{"$f":"IF(W25=0,1,\"\")","v":""},{"$f":"IF(W25>0,1,\"\")","v":""},{"$f":"IF(_Base3>=M25, \"\", IF(ROUND(Y25,0)>0, \"\", 1))","v":""},null,15,0.5586745982106045,0.5586745982106045,0.5586745982106045,0.5586745982106045,0.5586745982106045,0.5586745982106045,0.5586745982106045,0.5586745982106045,2029,0,15,2,245.26909033930491,225.61309664714574,222.88042374832412,218.96616567820936,218.61485166494137,215.28816047075603,366.94820665614992,351.8232759993648,337.82755389487852,327.65136433635621,325.04701451680552,325.04701451680552,5240.5917956806607,5178.9072218775555,5017.2674693738454,4997.7067664939395,4991.1000228791072,4975.4918473565149,987.05214352445796,971.70022770117646,964.68340527526232,954.20395388971224,3323.6016468008129,3284.596912164448,3268.1055997428793,3228.2265399595972,1.8733755506917793,2.0071510757193729,1.6995836206547077,1.6341842551499646,1.672824243407145,14.685173526703636,14.49466712710564,14.671395867609743,15.209582678296208,15.209582678296208,44.081252494680143,41.028904419258417,42.558027551891954,43.358324596828581,44.663565094567545]
[null,null,"RU1","RU2","RU3","RU4","RU5","RU6","Ru7","RU8","",3,5,0.96499999999999997,{"$f":"'Energy Use'!E58","v":0.95659325974212628},{"$f":"'Energy Use'!H58","v":2281.7880831913308},{"$f":"'Energy Use'!G58","v":52567.598249385315},{"$f":"'Energy Use'!F58","v":25.817731255122041},5912.6091705918216,5413.4579504617132,{"$f":"SUM(OFFSET($BG$10,0,M26):OFFSET($BG$10,INDEX(Life,iRU),M26)) + (INDEX(Life,iRU)-INT(INDEX(Life,iRU))) * OFFSET($BG$10,INDEX(Life,iRU)+1,M26)","v":56405.156312538769},{"$f":"SUMPRODUCT(OFFSET($BG$10,0,M26):OFFSET($BG$10,INDEX(Life,iRU),M26), INDEX(DF,iRU):OFFSET(INDEX(DF,iRU),INDEX(Life,iRU),)) + (INDEX(Life,iRU)-INT(INDEX(Life,iRU))) * OFFSET($BG$10,INDEX(Life,iRU)+1,M26)*OFFSET(INDEX(DF,iRU),INDEX(Life,iRU),)","v":46754.377796750567},{"$f":"IF(_Base3<M26, OFFSET(V$21,_Base3,0) - V26, 0)","v":-773.89095442088728},{"$f":"IF(_Base3<M26, S26-OFFSET(S$21,_Base3,0), 0)","v":2443.834732427003},{"$f":"IF(_Base3<M26, OFFSET(T$21,_Base3,0)-T26, 0)","v":113.56550969574437},{"$f":"IF(_Base3>=M26, \"NA\", IF(Y26>0, IF(X26<0, 0, X26 / Y26), \"indef\"))","v":21.519163159433965},5407.5994992135038,{"$f":"-PMT(INDEX(drate,iRU), INDEX(Life,iRU), W26, 0,1)","v":-89.508031863127499},{"$f":"IF(W26<0,1,\"\")","v":1},{"$f":"IF(W26=0,1,\"\")","v":""},{"$f":"IF(W26>0,1,\"\")","v":""},{"$f":"IF(_Base3>=M26, \"\", IF(ROUND(Y26,0)>0, \"\", 1))","v":""},null,16,0.53740642415586037,0.53740642415586037,0.53740642415586037,0.53740642415586037,0.53740642415586037,0.53740642415586037,0.53740642415586037,0.53740642415586037,2030,0,16,3,{"$f":"INDEX(Pout,_RU)/(AU$7*INDEX(ECF,_RU)^$AT26) * (_ElecPrice*VLOOKUP(year,ElecPriceTrend,1+_Sec)+SCCO2) + INDEX(_RP,_i+1,_RU) * RPprice*VLOOKUP(year,ElecPriceTrend,1+_Sec)+IF(AND(MOD($AS26,5)=1, INDEX(iSec, _RU)=1),INDEX(_RC,_i+1,_RU),0)+IF(INDEX(iSec, _RU)=3,INDEX(_RC,_i+1,_RU),0)","v":246.89797285163885},227.11132215536091,224.35951332013775,220.42185371484354,220.06828838698209,216.71939711252477,369.34245419391402,354.10844943994522,340.02182188770513,329.78473045118164,327.16706006796403,327.16706006796403,5249.0800105419694,5187.2946458702618,5025.4038438732186,5005.8015791604739,4999.1994541372624,4983.5645197460399,{"$f":"INDEX(Pout,_RU)/(BM$7*INDEX(ECF,_RU)^$AT26) * (_ElecPrice*VLOOKUP(year,ElecPriceTrend,1+_Sec)+SCCO2) + INDEX(_RP,_i+1,_RU) * RPprice*VLOOKUP(year,ElecPriceTrend,1+_Sec)+IF(AND(MOD($AS26,5)=1, INDEX(iSec, _RU)=1),INDEX(_RC,_i+1,_RU),0)+IF(INDEX(iSec, _RU)=3,INDEX(_RC,_i+1,_RU),0)","v":993.64282980809276},978.1793444684746,971.12345663679264,960.57812994696314,3328.9890792442379,3289.9105917212287,3273.3926003640026,3233.4613724642104,1.8705808480954507,2.0038285604303692,1.6972727339932399,1.6320657670508578,1.6705497408854151,14.696197037945392,14.505547633606337,14.68133639248947,15.217472119445352,15.217472119445352,44.046758408266015,41.00309154744324,42.526596632932794,43.323755002312097,44.624253209675501]
[null,0,{"$f":"INDEX(TIP,$B27+1,C$4)","v":525.01378759980037},1419.300005557898,{"$f":"INDEX(TIP,$B27+1,E$4)","v":3129.893133667696},523.59605634252011,2522.5988339518963,528.71956904262731,1796.1000622327028,3468.7744381648185,null,null,null,null,null,null,null,null,null,null,null,null,null,null,null,null,null,null,null,null,null,null,null,{"$f":"AH26+1","v":17},0.51694790786803768,0.51694790786803768,0.51694790786803768,0.51694790786803768,0.51694790786803768,0.51694790786803768,0.51694790786803768,0.51694790786803768,2031,0,{"$f":"AS26+1","v":17},3,{"$f":"INDEX(Pout,_RU)/(AU$7*INDEX(ECF,_RU)^$AT27) * (_ElecPrice*VLOOKUP(year,ElecPriceTrend,1+_Sec)+SCCO2) + INDEX(_RP,_i+1,_RU) * RPprice*VLOOKUP(year,ElecPriceTrend,1+_Sec)+IF(AND(MOD($AS27,5)=1, INDEX(iSec, _RU)=1),INDEX(_RC,_i+1,_RU),0)+IF(INDEX(iSec, _RU)=2,INDEX(_RC,_i+1,_RU),0)","v":694.78705085739796},742.14103904497335,784.15750522376959,802.60205699376479,824.63339784892037,843.66716063270803,1292.2876671850074,1415.4423350767829,1493.6118672650271,1529.5004543621587,1573.0141914006063,1573.0141914006063,{"$f":"INDEX(Pout,_RU)/(BG$7*INDEX(ECF,_RU)^$AT27) * (_ElecPrice*VLOOKUP(year,ElecPriceTrend,1+_Sec)+SCCO2) + INDEX(_RP,_i+1,_RU) * RPprice*VLOOKUP(year,ElecPriceTrend,1+_Sec)+IF(AND(MOD($AS27,5)=1, INDEX(iSec, _RU)=1),INDEX(_RC,_i+1,_RU),0)+IF(INDEX(iSec, _RU)=2,INDEX(_RC,_i+1,_RU),0)","v":7007.1434456562565},{"$f":"INDEX(Pout,_RU)/(BH$7*INDEX(ECF,_RU)^$AT27) * (_ElecPrice*VLOOKUP(year,ElecPriceTrend,1+_Sec)+SCCO2) + INDEX(_RP,_i+1,_RU) * RPprice*VLOOKUP(year,ElecPriceTrend,1+_Sec)+IF(AND(MOD($AS27,5)=1, INDEX(iSec, _RU)=1),INDEX(_RC,_i+1,_RU),0)+IF(INDEX(iSec, _RU)=2,INDEX(_RC,_i+1,_RU),0)","v":7208.429139585337},{"$f":"INDEX(Pout,_RU)/(BI$7*INDEX(ECF,_RU)^$AT27) * (_ElecPrice*VLOOKUP(year,ElecPriceTrend,1+_Sec)+SCCO2) + INDEX(_RP,_i+1,_RU) * RPprice*VLOOKUP(year,ElecPriceTrend,1+_Sec)+IF(AND(MOD($AS27,5)=1, INDEX(iSec, _RU)=1),INDEX(_RC,_i+1,_RU),0)+IF(INDEX(iSec, _RU)=2,INDEX(_RC,_i+1,_RU),0)","v":7221.8282910222406},7289.9171256853306,7371.0158745790741,{"$f":"INDEX(Pout,_RU)/(BL$7*INDEX(ECF,_RU)^$AT27) * (_ElecPrice*VLOOKUP(year,ElecPriceTrend,1+_Sec)+SCCO2) + INDEX(_RP,_i+1,_RU) * RPprice*VLOOKUP(year,ElecPriceTrend,1+_Sec)+IF(AND(MOD($AS27,5)=1, INDEX(iSec, _RU)=1),INDEX(_RC,_i+1,_RU),0)+IF(INDEX(iSec, _RU)=2,INDEX(_RC,_i+1,_RU),0)","v":7443.0750225188158},{"$f":"INDEX(Pout,_RU)/(BM$7*INDEX(ECF,_RU)^$AT27) * (_ElecPrice*VLOOKUP(year,ElecPriceTrend,1+_Sec)+SCCO2) + INDEX(_RP,_i+1,_RU) * RPprice*VLOOKUP(year,ElecPriceTrend,1+_Sec)+IF(AND(MOD($AS27,5)=1, INDEX(iSec, _RU)=1),INDEX(_RC,_i+1,_RU),0)+IF(INDEX(iSec, _RU)=2,INDEX(_RC,_i+1,_RU),0)","v":1509.2488861771433},{"$f":"INDEX(Pout,_RU)/(BN$7*INDEX(ECF,_RU)^$AT27) * (_ElecPrice*VLOOKUP(year,ElecPriceTrend,1+_Sec)+SCCO2) + INDEX(_RP,_i+1,_RU) * RPprice*VLOOKUP(year,ElecPriceTrend,1+_Sec)+IF(AND(MOD($AS27,5)=1, INDEX(iSec, _RU)=1),INDEX(_RC,_i+1,_RU),0)+IF(INDEX(iSec, _RU)=2,INDEX(_RC,_i+1,_RU),0)","v":1516.1589461784279},1531.4829251895346,1543.3148417042544,4821.8098074285444,4847.4983605787238,4895.7643726737588,4920.599544288978,1.8719872998609359,2.0053351984457302,1.6985488789060166,1.6332928841689411,1.6718057933221711,14.707246810154373,14.516454060398519,14.692374991280811,15.228913827805837,15.228913827805837,44.079876271730868,41.033920939584178,42.5585715176192,43.356329254193533,44.657805279757959]
[null,1,528.71956904262731,1796.1000622327028,3468.7744381648185,563.46339410612075,2864.4403448979683,584.69019119873258,2055.4522530263239,3874.874922663972,{"$f":"IF(iBase4=M28, \">\", \"\")","v":">"},4,0,0.875,{"$f":"'Energy Use'!E60","v":0.87423233097416386},{"$f":"'Energy Use'!H60","v":1299.6710048574146},{"$f":"'Energy Use'!G60","v":10333.903895367788},{"$f":"'Energy Use'!F60","v":3.3164592343807793},{"$f":"INDEX(TIP,iEL+1,iRU)","v":523.59605634252011},{"$f":"Q28 * INDEX(EPriceStartYr,iRU) + R28 * INDEX(RPpriceStartYr,iRU) + INDEX(_RC,iEL+1,iRU)/5","v":1069.6912982043768},{"$f":"SUM(OFFSET($BM$10,0,M28):OFFSET($BM$10,INDEX(Life,iRU),M28)) + (INDEX(Life,iRU)-INT(INDEX(Life,iRU))) * OFFSET($BM$10,INDEX(Life,iRU)+1,M28)","v":10746.823212451432},{"$f":"SUMPRODUCT(OFFSET($BM$10,0,M28):OFFSET($BM$10,INDEX(Life,iRU),M28), INDEX(DF,iRU):OFFSET(INDEX(DF,iRU),INDEX(Life,iRU),)) + (INDEX(Life,iRU)-INT(INDEX(Life,iRU))) * OFFSET($BM$10,INDEX(Life,iRU)+1,M28)*OFFSET(INDEX(DF,iRU),INDEX(Life,iRU),)","v":8754.153365958824},null,null,null,null,{"$f":"-PMT(INDEX(drate,iRU), INDEX(Life,iRU), V28,0,1)","v":990.40605867076374},null,null,null,null,null,null,18,0.49726822649897601,0.49726822649897601,0.49726822649897601,0.49726822649897601,0.49726822649897601,0.49726822649897601,0.49726822649897601,0.49726822649897601,2032,0,18,3,{"$f":"INDEX(Pout,_RU)/(AU$7*INDEX(ECF,_RU)^$AT28) * (_ElecPrice*VLOOKUP(year,ElecPriceTrend,1+_Sec)+SCCO2) + INDEX(_RP,_i+1,_RU) * RPprice*VLOOKUP(year,ElecPriceTrend,1+_Sec)+IF(AND(MOD($AS28,5)=1, INDEX(iSec, _RU)=1),INDEX(_RC,_i+1,_RU),0)","v":247.64052314592948},227.79436372575296,225.03427877373213,221.08477658315883,220.73014790092788,217.37118477301354,370.45325856742954,355.17343725780967,341.04444390842008,330.77656422697464,{"$f":"INDEX(Pout,_RU)/(BE$7*INDEX(ECF,_RU)^$AT28) * (_ElecPrice*VLOOKUP(year,ElecPriceTrend,1+_Sec)+SCCO2) + INDEX(_RP,_i+1,_RU) * RPprice*VLOOKUP(year,ElecPriceTrend,1+_Sec)+IF(AND(MOD($AS28,5)=1, INDEX(iSec, _RU)=1),INDEX(_RC,_i+1,_RU),0)","v":328.15102115087512},328.15102115087512,5264.8667173405902,5202.8955320232544,5040.5178403961445,5020.8566215038127,5014.2346404654936,4998.5526837152001,{"$f":"INDEX(Pout,_RU)/(BM$7*INDEX(ECF,_RU)^$AT28) * (_ElecPrice*VLOOKUP(year,ElecPriceTrend,1+_Sec)+SCCO2) + INDEX(_RP,_i+1,_RU) * RPprice*VLOOKUP(year,ElecPriceTrend,1+_Sec)+IF(AND(MOD($AS28,5)=1, INDEX(iSec, _RU)=1),INDEX(_RC,_i+1,_RU),0)","v":996.63122929623728},981.12123723379318,974.044128686828,963.46708672875843,3339.0010764750477,3299.8050596662542,3283.2373901395335,3243.1860683212449,1.8762066551573919,2.009855112491814,1.7023773136443472,1.6369742355231911,1.675573950632439,14.740396126781317,14.549173340775077,14.725490787654849,15.26323895288729,15.26323895288729,44.179229862125453,41.126409116006975,42.654496171678446,43.454052009837838,44.758461490005345]
[null,2,584.69019119873258,2055.4522530263239,3874.874922663972,801.76138294491147,3293.926424354243,596.34177137982101,2064.4679260930557,4288.9658035644616,{"$f":"IF(iBase4=M29, \">\", \"\")","v":""},{"$f":"L28","v":4},{"$f":"M28+1","v":1},0.89500000000000002,{"$f":"'Energy Use'!E61","v":0.88886929951383231},{"$f":"'Energy Use'!H61","v":1129.5031002046326},{"$f":"'Energy Use'!G61","v":10163.735990715006},{"$f":"'Energy Use'!F61","v":4.9795426114794612},{"$f":"INDEX(TIP,iEL+1,iRU)","v":563.46339410612075},{"$f":"Q29 * INDEX(EPriceStartYr,iRU) + R29 * INDEX(RPpriceStartYr,iRU) + INDEX(_RC,iEL+1,iRU)/5","v":1059.1505575695601},{"$f":"SUM(OFFSET($BM$10,0,M29):OFFSET($BM$10,INDEX(Life,iRU),M29)) + (INDEX(Life,iRU)-INT(INDEX(Life,iRU))) * OFFSET($BM$10,INDEX(Life,iRU)+1,M29)","v":10627.819382776031},{"$f":"SUMPRODUCT(OFFSET($BM$10,0,M29):OFFSET($BM$10,INDEX(Life,iRU),M29), INDEX(DF,iRU):OFFSET(INDEX(DF,iRU),INDEX(Life,iRU),)) + (INDEX(Life,iRU)-INT(INDEX(Life,iRU))) * OFFSET($BM$10,INDEX(Life,iRU)+1,M29)*OFFSET(INDEX(DF,iRU),INDEX(Life,iRU),)","v":8666.1205803603498},{"$f":"IF(_Base4<M29, OFFSET(V$28,_Base4,0) - V29, 0)","v":88.03278559847422},{"$f":"IF(_Base4<M29, S29-OFFSET(S$28,_Base4,0), 0)","v":39.867337763600631},{"$f":"IF(_Base4<M29, OFFSET(T$28,_Base4,0)-T29, 0)","v":10.540740634816757},{"$f":"IF(_Base4>=M29, \"NA\", IF(Y29>0, IF(X29<0, 0, X29 / Y29), \"indef\"))","v":3.7822140914762858},{"$f":"-PMT(INDEX(drate,iRU), INDEX(Life,iRU), V29,0,1)","v":980.44642001999136},{"$f":"-PMT(INDEX(drate,iRU), INDEX(Life,iRU), W29, 0,1)","v":9.9596386507724475},{"$f":"IF(W29<0,1,\"\")","v":""},{"$f":"IF(W29=0,1,\"\")","v":""},{"$f":"IF(W29>0,1,\"\")","v":1},{"$f":"IF(_Base4>=M29, \"\", IF(ROUND(Y29,0)>0, \"\", 1))","v":""},null,19,0.47833773059501283,0.47833773059501283,0.47833773059501283,0.47833773059501283,0.47833773059501283,0.47833773059501283,0.47833773059501283,0.47833773059501283,2033,0,19,3,248.0117982930748,228.13588451094898,225.37166150052934,221.41623801731649,221.0610776579008,217.69707860325795,371.0086607541873,355.70593116674195,341.55575491877755,331.27248111487114,328.6430016923307,328.6430016923307,5272.7600707399024,5210.6959750997521,5048.0748386576088,5028.3841426754834,5021.7522336296097,5006.0467656997816,998.12542904030965,982.59218361645264,975.50446471184569,964.91156511965607,3344.0070750904529,3304.7522936387677,3288.1597850272992,3248.0484162497628,1.8790195586883625,2.012868388522536,1.7049296034699009,1.6394284697593577,1.6780860555059509,14.762495671199281,14.570986194359445,14.74756798523754,15.286122369608261,15.286122369608261,44.245465589055179,41.188067900288843,42.718445941051272,43.519200513600723,44.825565630170267]
[null,3,596.34177137982101,2064.4679260930557,4288.9658035644616,852.55773296191694,{"$f":"INDEX(TIP,$B30+1,G$4)","v":3534.3127584475833},808.17789712440947,3088.2235685056094,5392.6649631108257,{"$f":"IF(iBase4=M30, \">\", \"\")","v":""},{"$f":"L29","v":4},{"$f":"M29+1","v":2},0.90200000000000002,{"$f":"'Energy Use'!E62","v":0.89462144790386855},{"$f":"'Energy Use'!H62","v":1064.153317061463},{"$f":"'Energy Use'!G62","v":10098.386207571837},{"$f":"'Energy Use'!F62","v":3.4826670115569005},{"$f":"INDEX(TIP,iEL+1,iRU)","v":801.76138294491147},{"$f":"Q30 * INDEX(EPriceStartYr,iRU) + R30 * INDEX(RPpriceStartYr,iRU) + INDEX(_RC,iEL+1,iRU)/5","v":1056.7399302021392},{"$f":"SUM(OFFSET($BM$10,0,M30):OFFSET($BM$10,INDEX(Life,iRU),M30)) + (INDEX(Life,iRU)-INT(INDEX(Life,iRU))) * OFFSET($BM$10,INDEX(Life,iRU)+1,M30)","v":10793.326905709686},{"$f":"SUMPRODUCT(OFFSET($BM$10,0,M30):OFFSET($BM$10,INDEX(Life,iRU),M30), INDEX(DF,iRU):OFFSET(INDEX(DF,iRU),INDEX(Life,iRU),)) + (INDEX(Life,iRU)-INT(INDEX(Life,iRU))) * OFFSET($BM$10,INDEX(Life,iRU)+1,M30)*OFFSET(INDEX(DF,iRU),INDEX(Life,iRU),)","v":8845.8122389334858},{"$f":"IF(_Base4<M30, OFFSET(V$28,_Base4,0) - V30, 0)","v":-91.65887297466179},{"$f":"IF(_Base4<M30, S30-OFFSET(S$28,_Base4,0), 0)","v":278.16532660239136},{"$f":"IF(_Base4<M30, OFFSET(T$28,_Base4,0)-T30, 0)","v":12.951368002237587},{"$f":"IF(_Base4>=M30, \"NA\", IF(Y30>0, IF(X30<0, 0, X30 / Y30), \"indef\"))","v":21.477679157470718},{"$f":"-PMT(INDEX(drate,iRU), INDEX(Life,iRU), V30,0,1)","v":1000.7759367537823},{"$f":"-PMT(INDEX(drate,iRU), INDEX(Life,iRU), W30, 0,1)","v":-10.369878083018492},{"$f":"IF(W30<0,1,\"\")","v":1},{"$f":"IF(W30=0,1,\"\")","v":""},{"$f":"IF(W30>0,1,\"\")","v":""},{"$f":"IF(_Base4>=M30, \"\", IF(ROUND(Y30,0)>0, \"\", 1))","v":""},null,20,0.46012789942704752,0.46012789942704752,0.46012789942704752,0.46012789942704752,0.46012789942704752,0.46012789942704752,0.46012789942704752,0.46012789942704752,2034,0,20,3,248.75434858736546,228.81892608134106,226.04642695412375,222.07916088563184,221.72293717184661,218.34886626374674,372.11946512770288,356.77091898460645,342.57837693949244,332.26431489066414,329.62696277524191,329.62696277524191,5288.546777538525,5226.2968612527447,5063.1888351805355,5043.4391850188231,5036.7874199578428,5021.0349296689428,{"$f":"INDEX(Pout,_RU)/(BM$7*INDEX(ECF,_RU)^$AT30) * (_ElecPrice*VLOOKUP(year,ElecPriceTrend,1+_Sec)+SCCO2) + INDEX(_RP,_i+1,_RU) * RPprice*VLOOKUP(year,ElecPriceTrend,1+_Sec)+IF(AND(MOD($AS30,5)=1, INDEX(iSec, _RU)=1),INDEX(_RC,_i+1,_RU),0)","v":1001.1138285284544},985.53407638177134,978.42513676188128,967.80052190145159,3354.0190723212627,3314.6467615837942,3298.0045748028301,3257.7731121067982,1.8846453657503037,2.0188949405839809,1.7100341831210084,1.6443369382316915,1.6831102652529746,14.806694760035207,14.614611901528189,14.791722380402922,15.331889203050203,15.331889203050203,44.377937042914624,41.311385468852585,42.846345479796945,43.64949752112647,44.959773910500118]
[null,4,808.17789712440947,3088.2235685056094,5392.6649631108257,null,null,885.04760486710927,3088.2235685056094,5912.6091705918216,{"$f":"IF(iBase4=M31, \">\", \"\")","v":""},{"$f":"L30","v":4},{"$f":"M30+1","v":3},0.91,{"$f":"'Energy Use'!E63","v":0.90406148127637553},{"$f":"'Energy Use'!H63","v":958.70794107513905},{"$f":"'Energy Use'!G63","v":9992.9408315855108},{"$f":"'Energy Use'!F63","v":2.6722064365746396},{"$f":"INDEX(TIP,iEL+1,iRU)","v":852.55773296191694},{"$f":"Q31 * INDEX(EPriceStartYr,iRU) + R31 * INDEX(RPpriceStartYr,iRU) + INDEX(_RC,iEL+1,iRU)/5","v":1050.9452894825708},{"$f":"SUM(OFFSET($BM$10,0,M31):OFFSET($BM$10,INDEX(Life,iRU),M31)) + (INDEX(Life,iRU)-INT(INDEX(Life,iRU))) * OFFSET($BM$10,INDEX(Life,iRU)+1,M31)","v":10735.523632000413},{"$f":"SUMPRODUCT(OFFSET($BM$10,0,M31):OFFSET($BM$10,INDEX(Life,iRU),M31), INDEX(DF,iRU):OFFSET(INDEX(DF,iRU),INDEX(Life,iRU),)) + (INDEX(Life,iRU)-INT(INDEX(Life,iRU))) * OFFSET($BM$10,INDEX(Life,iRU)+1,M31)*OFFSET(INDEX(DF,iRU),INDEX(Life,iRU),)","v":8809.1747173382973},{"$f":"IF(_Base4<M31, OFFSET(V$28,_Base4,0) - V31, 0)","v":-55.021351379473344},{"$f":"IF(_Base4<M31, S31-OFFSET(S$28,_Base4,0), 0)","v":328.96167661939683},{"$f":"IF(_Base4<M31, OFFSET(T$28,_Base4,0)-T31, 0)","v":18.746008721805993},{"$f":"IF(_Base4>=M31, \"NA\", IF(Y31>0, IF(X31<0, 0, X31 / Y31), \"indef\"))","v":17.548358239945628},{"$f":"-PMT(INDEX(drate,iRU), INDEX(Life,iRU), V31,0,1)","v":996.63093016711946},{"$f":"-PMT(INDEX(drate,iRU), INDEX(Life,iRU), W31, 0,1)","v":-6.224871496355699},{"$f":"IF(W31<0,1,\"\")","v":1},{"$f":"IF(W31=0,1,\"\")","v":""},{"$f":"IF(W31>0,1,\"\")","v":""},{"$f":"IF(_Base4>=M31, \"\", IF(ROUND(Y31,0)>0, \"\", 1))","v":""},null,21,0.44261129802114435,0.44261129802114435,0.44261129802114435,0.44261129802114435,0.44261129802114435,0.44261129802114435,0.44261129802114435,0.44261129802114435,2035,0,21,4,253.03502693788849,232.75642735036161,229.93521556503208,225.90231100052364,225.54004026483858,222.10779839323476,378.47970685047392,362.85828265844532,348.42358196113292,337.93880942278264,335.2601065100971,335.2601065100971,5352.7168843555492,5289.710747817865,5124.6345207088998,5104.6352082065869,5097.9182764718989,5081.9731488810785,1018.3774439531032,1002.5198325564687,995.29620469541442,984.49253225899633,3394.7202677733144,3354.8594897988228,3338.0154028510951,3297.30838668364,1.9016168159104194,2.0367395340824932,1.7256629527776284,1.6594711117332404,1.698492965143992,14.973718402021976,14.779468795357381,14.957482294269228,15.501236480441861,15.501236480441861,44.808962480566969,41.719027131789176,43.264398428847606,44.07279572890868,45.39201369890408]
[null,5,885.04760486710927,3088.2235685056094,5912.6091705918216,null,null,null,null,null,null,null,null,null,null,null,null,null,null,null,null,null,null,null,null,null,null,null,null,null,null,null,null,22,0.42576153582493786,0.42576153582493786,0.42576153582493786,0.42576153582493786,0.42576153582493786,0.42576153582493786,0.42576153582493786,0.42576153582493786,2036,0,22,4,253.35600985235081,233.05168622149446,230.22689564001121,226.18887520883194,225.82614492128968,222.38954914259082,378.95982029895526,363.31857983751166,348.86556826697642,338.36749546388586,335.68539453204744,335.68539453204744,5359.5069745917672,5296.4209127821568,5131.1352812712521,{"$f":"INDEX(Pout,_RU)/(BJ$7*INDEX(ECF,_RU)^$AT32) * (_ElecPrice*VLOOKUP(year,ElecPriceTrend,1+_Sec)+SCCO2) + INDEX(_RP,_i+1,_RU) * RPprice*VLOOKUP(year,ElecPriceTrend,1+_Sec)+IF(AND(MOD($AS32,5)=1, INDEX(iSec, _RU)=1),INDEX(_RC,_i+1,_RU),0)","v":5111.1105990100878},5104.3851466355873,5088.4197921473788,1019.6692878687007,1003.791560591731,996.55876933084278,985.74139209510315,3399.0265775301918,3359.1152349013046,3342.2497806978836,3301.4911263961881,{"$f":"INDEX(Pout,_RU)/(BU$7*INDEX(ECF,_RU)^$AT32) * (_ElecPrice*VLOOKUP(year,ElecPriceTrend,1+_Sec)+SCCO2) + INDEX(_RP,_i+1,_RU) * RPprice*VLOOKUP(year,ElecPriceTrend,1+_Sec)","v":1.9040290768339294},2.0393232024368784,1.7278520106747324,1.661576203191748,1.7006475570546193,14.992713036208331,14.798217017789465,14.97645633244068,15.520900287952921,15.520900287952921,44.865804063114254,41.771949033864743,43.319280683167122,44.128703460706788,45.449594900316029]
[null,null,null,null,null,null,null,null,null,null,{"$f":"IF(iBase5=M33, \">\", \"\")","v":">"},5,0,0.93,{"$f":"'Energy Use'!E65","v":0.91000888637257482},{"$f":"'Energy Use'!H65","v":3159.0614078450922},{"$f":"'Energy Use'!G65","v":35104.148404297041},{"$f":"'Energy Use'!F65","v":19.17394496252497},{"$f":"INDEX(TIP,iEL+1,iRU)","v":2522.5988339518963},{"$f":"Q33 * INDEX(EPriceStartYr,iRU) + R33 * INDEX(RPpriceStartYr,iRU) + INDEX(_RC,iEL+1,iRU)/5","v":3586.1469272698196},{"$f":"SUM(OFFSET($BQ$10,0,M33):OFFSET($BQ$10,INDEX(Life,iRU),M33)) + (INDEX(Life,iRU)-INT(INDEX(Life,iRU))) * OFFSET($BQ$10,INDEX(Life,iRU)+1,M33)","v":36251.422565818677},{"$f":"SUMPRODUCT(OFFSET($BQ$10,0,M33):OFFSET($BQ$10,INDEX(Life,iRU),M33), INDEX(DF,iRU):OFFSET(INDEX(DF,iRU),INDEX(Life,iRU),)) + (INDEX(Life,iRU)-INT(INDEX(Life,iRU))) * OFFSET($BQ$10,INDEX(Life,iRU)+1,M33)*OFFSET(INDEX(DF,iRU),INDEX(Life,iRU),)","v":29804.742583818686},null,null,null,null,{"$f":"-PMT(INDEX(drate,iRU), INDEX(Life,iRU), V33,0,1)","v":3447.2089816078524},null,null,null,null,null,null,23,0.40955322694756452,0.40955322694756452,0.40955322694756452,0.40955322694756452,0.40955322694756452,0.40955322694756452,0.40955322694756452,0.40955322694756452,2037,0,23,4,253.6773999437666,233.34731963782028,230.51894572036744,226.47580293287905,226.11261251052358,222.67165730166113,379.4405427864927,363.77946091807132,349.30811524639279,338.79672530675657,336.11122204527067,336.11122204527067,5366.3056782716649,5303.1395898024002,5137.6442882534648,5117.59420405111,5110.8602202280972,5094.8746131840426,1020.9627705290607,1005.0649018541268,997.8229355693428,986.9918361493111,3403.3383499768511,3363.3763785507099,3346.489529986558,3305.6791720460196,1.9064443977865231,2.0419101482560817,1.7300438454608393,1.6636839650251827,1.7028048821330586,15.011731765687397,14.816989022933171,14.995454439778147,15.540589039624166,15.540589039624166,44.92271775100226,41.824938069042688,43.374232557357686,44.184682113226458,45.507249145298559]
[null,"From Discount Rate",null,null,"From Lifetime",null,null,"Efficiency Conservation",null,null,{"$f":"IF(iBase5=M34, \">\", \"\")","v":""},{"$f":"L33","v":5},{"$f":"M33+1","v":1},0.94099999999999995,{"$f":"'Energy Use'!E66","v":0.92140676202395744},{"$f":"'Energy Use'!H66","v":2724.8202726042623},{"$f":"'Energy Use'!G66","v":34669.907269056217},{"$f":"'Energy Use'!F66","v":22.952767659512752},{"$f":"INDEX(TIP,iEL+1,iRU)","v":2864.4403448979683},{"$f":"Q34 * INDEX(EPriceStartYr,iRU) + R34 * INDEX(RPpriceStartYr,iRU) + INDEX(_RC,iEL+1,iRU)/5","v":3560.5392610459367},{"$f":"SUM(OFFSET($BQ$10,0,M34):OFFSET($BQ$10,INDEX(Life,iRU),M34)) + (INDEX(Life,iRU)-INT(INDEX(Life,iRU))) * OFFSET($BQ$10,INDEX(Life,iRU)+1,M34)","v":36197.589692839385},{"$f":"SUMPRODUCT(OFFSET($BQ$10,0,M34):OFFSET($BQ$10,INDEX(Life,iRU),M34), INDEX(DF,iRU):OFFSET(INDEX(DF,iRU),INDEX(Life,iRU),)) + (INDEX(Life,iRU)-INT(INDEX(Life,iRU))) * OFFSET($BQ$10,INDEX(Life,iRU)+1,M34)*OFFSET(INDEX(DF,iRU),INDEX(Life,iRU),)","v":29826.540721479407},{"$f":"IF(_Base5<M34, OFFSET(V$33,_Base5,0) - V34, 0)","v":-21.798137660720386},{"$f":"IF(_Base5<M34, S34-OFFSET(S$33,_Base5,0), 0)","v":341.84151094607205},{"$f":"IF(_Base5<M34, OFFSET(T$33,_Base5,0)-T34, 0)","v":25.607666223882916},{"$f":"IF(_Base5>=M34, \"NA\", IF(Y34>0, IF(X34<0, 0, X34 / Y34), \"indef\"))","v":13.349186448988254},{"$f":"-PMT(INDEX(drate,iRU), INDEX(Life,iRU), V34,0,1)","v":3449.7301486910787},{"$f":"-PMT(INDEX(drate,iRU), INDEX(Life,iRU), W34, 0,1)","v":-2.5211670832263953},{"$f":"IF(W34<0,1,\"\")","v":1},{"$f":"IF(W34=0,1,\"\")","v":""},{"$f":"IF(W34>0,1,\"\")","v":""},{"$f":"IF(_Base5>=M34, \"\", IF(ROUND(Y34,0)>0, \"\", 1))","v":""},null,24,0.39396195191322092,0.39396195191322092,0.39396195191322092,0.39396195191322092,0.39396195191322092,0.39396195191322092,0.39396195191322092,0.39396195191322092,2038,0,24,4,253.9991977286526,233.64332807446141,230.81136627546425,226.76309463379619,226.39944349293197,222.95412332383125,379.92187508567156,364.24092664082161,349.75122361061409,339.22649964122434,336.53758973412857,336.53758973412857,5373.1130063216688,5309.8667896764055,5144.1615521163812,5124.0860337496733,5117.3435076557362,5101.3376223648293,1022.2578940129822,1006.3398583900856,999.08870544259855,988.24386643125126,3407.6555920428887,3367.642927595266,3350.7346575309612,3309.8725303638835,1.9088627826499442,2.0445003756976696,1.7322384606585208,1.6657944006209988,1.7049649438464194,15.030774621024811,14.835784840957627,15.014476646814128,15.560302767098047,15.560302767098047,44.979703635698868,41.877994322483453,43.429254139734283,44.240731776432881,45.564976526509724]
[null,null,"Discount",null,"Lifetime",null,null,"per repair",null,null,{"$f":"IF(iBase5=M35, \">\", \"\")","v":""},{"$f":"L34","v":5},{"$f":"M34+1","v":2},0.94499999999999995,{"$f":"'Energy Use'!E67","v":0.92605630785903648},{"$f":"'Energy Use'!H67","v":2550.7495151596177},{"$f":"'Energy Use'!G67","v":34495.836511611567},{"$f":"'Energy Use'!F67","v":22.837526346031986},{"$f":"INDEX(TIP,iEL+1,iRU)","v":3293.926424354243},{"$f":"Q35 * INDEX(EPriceStartYr,iRU) + R35 * INDEX(RPpriceStartYr,iRU) + INDEX(_RC,iEL+1,iRU)/5","v":3557.1833653928325},{"$f":"SUM(OFFSET($BQ$10,0,M35):OFFSET($BQ$10,INDEX(Life,iRU),M35)) + (INDEX(Life,iRU)-INT(INDEX(Life,iRU))) * OFFSET($BQ$10,INDEX(Life,iRU)+1,M35)","v":36459.716612376869},{"$f":"SUMPRODUCT(OFFSET($BQ$10,0,M35):OFFSET($BQ$10,INDEX(Life,iRU),M35), INDEX(DF,iRU):OFFSET(INDEX(DF,iRU),INDEX(Life,iRU),)) + (INDEX(Life,iRU)-INT(INDEX(Life,iRU))) * OFFSET($BQ$10,INDEX(Life,iRU)+1,M35)*OFFSET(INDEX(DF,iRU),INDEX(Life,iRU),)","v":30120.655419684856},{"$f":"IF(_Base5<M35, OFFSET(V$33,_Base5,0) - V35, 0)","v":-315.91283586616919},{"$f":"IF(_Base5<M35, S35-OFFSET(S$33,_Base5,0), 0)","v":771.32759040234669},{"$f":"IF(_Base5<M35, OFFSET(T$33,_Base5,0)-T35, 0)","v":28.963561876987114},{"$f":"IF(_Base5>=M35, \"NA\", IF(Y35>0, IF(X35<0, 0, X35 / Y35), \"indef\"))","v":26.630964578124004},{"$f":"-PMT(INDEX(drate,iRU), INDEX(Life,iRU), V35,0,1)","v":3483.7473802248001},{"$f":"-PMT(INDEX(drate,iRU), INDEX(Life,iRU), W35, 0,1)","v":-36.538398616947127},{"$f":"IF(W35<0,1,\"\")","v":1},{"$f":"IF(W35=0,1,\"\")","v":""},{"$f":"IF(W35>0,1,\"\")","v":""},{"$f":"IF(_Base5>=M35, \"\", IF(ROUND(Y35,0)>0, \"\", 1))","v":""},null,25,0.37896422087072507,0.37896422087072507,0.37896422087072507,0.37896422087072507,0.37896422087072507,0.37896422087072507,0.37896422087072507,0.37896422087072507,2039,0,25,4,254.32140372418084,233.9397120071429,231.10415777526055,227.05075077329943,226.68663832949053,223.23694766306173,380.40381797005699,364.70297774739959,350.19489407177463,339.65681915799394,336.9644982838509,336.9644982838509,5379.9289696820606,5316.6025232156817,5150.6870833341154,5130.5860985390136,5123.835019338012,5107.8088300766567,1023.5546604019017,1007.6164322486327,1000.3560809848711,989.49748495310325,3411.9783106666873,3371.9148888918867,3354.9851701535804,3314.0712080890662,1.9112842353108603,2.0470938889244841,1.7344358597948171,1.6679075133709489,1.70712774566621,15.04984163282499,14.85460450207022,15.033522984119848,15.580041502057163,15.580041502057163,45.036761808788015,41.931117879455542,43.484345518723963,44.296852540405339,45.622777136725155]
[null,"iRU","Rate",null,"(years)",null,null,"iRU","scalar","%drop",{"$f":"IF(iBase5=M36, \">\", \"\")","v":""},5,{"$f":"M35+1","v":3},0.95,{"$f":"'Energy Use'!E68","v":0.93677808985451128},{"$f":"'Energy Use'!H68","v":2155.9315290915588},{"$f":"'Energy Use'!G68","v":34101.018525543506},{"$f":"'Energy Use'!F68","v":17.863283352345015},{"$f":"INDEX(TIP,iEL+1,iRU)","v":3534.3127584475833},{"$f":"Q36 * INDEX(EPriceStartYr,iRU) + R36 * INDEX(RPpriceStartYr,iRU) + INDEX(_RC,iEL+1,iRU)/5","v":3530.6649379168202},{"$f":"SUM(OFFSET($BQ$10,0,M36):OFFSET($BQ$10,INDEX(Life,iRU),M36)) + (INDEX(Life,iRU)-INT(INDEX(Life,iRU))) * OFFSET($BQ$10,INDEX(Life,iRU)+1,M36)","v":36295.213968155927},{"$f":"SUMPRODUCT(OFFSET($BQ$10,0,M36):OFFSET($BQ$10,INDEX(Life,iRU),M36), INDEX(DF,iRU):OFFSET(INDEX(DF,iRU),INDEX(Life,iRU),)) + (INDEX(Life,iRU)-INT(INDEX(Life,iRU))) * OFFSET($BQ$10,INDEX(Life,iRU)+1,M36)*OFFSET(INDEX(DF,iRU),INDEX(Life,iRU),)","v":30033.53470300683},{"$f":"IF(_Base5<M36, OFFSET(V$33,_Base5,0) - V36, 0)","v":-228.79211918814326},{"$f":"IF(_Base5<M36, S36-OFFSET(S$33,_Base5,0), 0)","v":1011.713924495687},{"$f":"IF(_Base5<M36, OFFSET(T$33,_Base5,0)-T36, 0)","v":55.481989352999335},{"$f":"IF(_Base5>=M36, \"NA\", IF(Y36>0, IF(X36<0, 0, X36 / Y36), \"indef\"))","v":18.234997271974965},{"$f":"-PMT(INDEX(drate,iRU), INDEX(Life,iRU), V36,0,1)","v":3473.6710201900833},{"$f":"-PMT(INDEX(drate,iRU), INDEX(Life,iRU), W36, 0,1)","v":-26.462038582230612},{"$f":"IF(W36<0,1,\"\")","v":1},{"$f":"IF(W36=0,1,\"\")","v":""},{"$f":"IF(W36>0,1,\"\")","v":""},{"$f":"IF(_Base5>=M36, \"\", IF(ROUND(Y36,0)>0, \"\", 1))","v":""},null,26,0.36453743820365148,0.36453743820365148,0.36453743820365148,0.36453743820365148,0.36453743820365148,0.36453743820365148,0.36453743820365148,0.36453743820365148,2040,0,26,5,257.20273278894655,236.59000712072111,233.72131888193411,229.62463779478986,229.25648371737211,225.76760074546786,384.66995725903945,368.78242530526455,354.11205897736914,343.46141522344493,340.74265158276177,340.74265158276177,5413.734794410725,5350.0095253229101,5183.0625104841602,5162.8251290875478,5156.0472717078765,5139.9188693027163,1035.1872242593206,1019.0586059627424,1011.723693359207,1000.7458749433089,3433.4224018376349,3393.0964334262276,3376.0603663359529,3334.9020004214995,1.9173785723421415,2.0532805795331011,1.7401993625351861,1.6735573142775504,1.7128005039782246,15.132008965870835,14.935705902680558,15.114492907917793,15.661458522713822,15.661458522713822,45.211626967012187,42.100381373607313,43.655103062425418,44.468186922646083,45.795441834656131]
[null,1,{"$f":"'Discount Rate'!C19","v":3.9575585811337098E-2},null,{"$f":"INDEX(Life,B37)","v":13.210532847119318},null,null,1,0.99,"2/3 1%",null,null,null,null,null,null,null,null,null,null,null,null,null,null,null,null,null,null,null,null,null,null,null,27,0.35065986848772335,0.35065986848772335,0.35065986848772335,0.35065986848772335,0.35065986848772335,0.35065986848772335,0.35065986848772335,0.35065986848772335,2041,0,27,5,257.52900256976449,236.89012900873513,234.01780174841534,229.91592389206929,229.54730279958977,226.05399406956781,385.1579232354552,369.25023744617437,354.56126129576876,343.89710686423444,341.17489438610107,341.17489438610107,5420.6022877908517,5356.7961811887844,5189.6373887948394,5169.3743356414725,5162.5878803358864,5146.4390185434531,1036.5003919115545,1020.3513139538387,1013.0070967822627,1002.0153526573738,3437.7778064725539,3397.4006832980067,3380.3430054191708,3339.1324288190835,1.9198108275509396,2.05588523072548,1.7424068603266649,1.6756802745283796,1.7149732454532396,15.15120439663121,14.954652316812275,15.133666119006056,15.681325576940216,15.681325576940216,45.268979342163874,42.15378703556965,43.710480937898652,44.524596220647311,45.853534797385706]
[null,{"$f":"B37+1","v":2},{"$f":"'Discount Rate'!C20","v":3.9575585811337098E-2},null,13.210532847119318,null,null,{"$f":"H37+1","v":2},0.99,"2/3 1%",{"$f":"IF(iBase6=M38, \">\", \"\")","v":">"},6,0,{"$f":"N8","v":0.875},{"$f":"'Energy Use'!E70","v":0.87680793344177521},{"$f":"'Energy Use'!H70","v":0.45208093319326026},{"$f":"'Energy Use'!G70","v":3.669724405342218},{"$f":"'Energy Use'!F70","v":2.9017484079435549},{"$f":"INDEX(TIP,iEL+1,iRU)","v":528.71956904262731},{"$f":"Q38 * INDEX(EPriceStartYr,iRU) + R38 * INDEX(RPpriceStartYr,iRU) + INDEX(_RC,iEL+1,iRU)/5","v":1.865013980810085},{"$f":"SUM(OFFSET($BU$10,0,M38):OFFSET($BU$10,INDEX(Life,iRU),M38)) + (INDEX(Life,iRU)-INT(INDEX(Life,iRU))) * OFFSET($BU$10,INDEX(Life,iRU)+1,M38)","v":570.55555280144426},{"$f":"SUMPRODUCT(OFFSET($BU$10,0,M38):OFFSET($BU$10,INDEX(Life,iRU),M38), INDEX(DF,iRU):OFFSET(INDEX(DF,iRU),INDEX(Life,iRU),)) + (INDEX(Life,iRU)-INT(INDEX(Life,iRU))) * OFFSET($BU$10,INDEX(Life,iRU)+1,M38)*OFFSET(INDEX(DF,iRU),INDEX(Life,iRU),)","v":556.10082317652086},null,null,null,null,{"$f":"-PMT(INDEX(drate,iRU), INDEX(Life,iRU), V38,0,1)","v":36.47344450266182},null,null,null,null,null,null,28,0.33731060374417199,0.33731060374417199,0.33731060374417199,0.33731060374417199,0.33731060374417199,0.33731060374417199,0.33731060374417199,0.33731060374417199,2042,0,28,5,257.85568623409256,237.19063161083241,234.31466071276625,230.20757949495268,229.83849079498805,226.34075069263451,385.64650821210637,369.71864302154353,355.01103344148089,344.33335119361556,341.6076855030729,341.6076855030729,5427.4784928029894,5363.5914461417306,5196.2206075460799,5175.9318500705258,5169.1367859322836,5152.9674387992009,1037.8152253583833,1021.6456617858044,1014.2921282430494,1003.2864407439689,3442.138736075658,3401.7103932465388,3384.6310771651761,3343.3682236485529,1.9222461681522032,2.058493186000069,1.7446171583987342,1.6778059278212625,1.7171487431193619,15.170424177401085,14.973622765068042,15.152863651917462,15.701217833151663,15.701217833151663,45.326404470612786,42.207260444299052,43.765929061953983,44.581077075622659,45.911701452871228]
[null,{"$f":"B38+1","v":3},{"$f":"'Discount Rate'!C21","v":3.9575585811337098E-2},null,10.285445890746514,null,null,{"$f":"H38+1","v":3},0.995,"2/3 0.5%",{"$f":"IF(iBase6=M39, \">\", \"\")","v":""},{"$f":"L38","v":6},{"$f":"M38+1","v":1},{"$f":"N9","v":0.89500000000000002},{"$f":"'Energy Use'!E71","v":0.89632918505507797},{"$f":"'Energy Use'!H71","v":0.37215760294516503},{"$f":"'Energy Use'!G71","v":3.5898010750941225},{"$f":"'Energy Use'!F71","v":3.1710637178836829},{"$f":"INDEX(TIP,iEL+1,iRU)","v":584.69019119873258},{"$f":"Q39 * INDEX(EPriceStartYr,iRU) + R39 * INDEX(RPpriceStartYr,iRU) + INDEX(_RC,iEL+1,iRU)/5","v":1.9988407958679579},{"$f":"SUM(OFFSET($BU$10,0,M39):OFFSET($BU$10,INDEX(Life,iRU),M39)) + (INDEX(Life,iRU)-INT(INDEX(Life,iRU))) * OFFSET($BU$10,INDEX(Life,iRU)+1,M39)","v":629.51523706238163},{"$f":"SUMPRODUCT(OFFSET($BU$10,0,M39):OFFSET($BU$10,INDEX(Life,iRU),M39), INDEX(DF,iRU):OFFSET(INDEX(DF,iRU),INDEX(Life,iRU),)) + (INDEX(Life,iRU)-INT(INDEX(Life,iRU))) * OFFSET($BU$10,INDEX(Life,iRU)+1,M39)*OFFSET(INDEX(DF,iRU),INDEX(Life,iRU),)","v":614.02926214772003},{"$f":"IF(_Base6<M39, OFFSET(V$38,_Base6,0) - V39, 0)","v":-57.928438971199171},{"$f":"IF(_Base6<M39, S39-OFFSET(S$38,_Base6,0), 0)","v":55.970622156105264},{"$f":"IF(_Base6<M39, OFFSET(T$38,_Base6,0)-T39, 0)","v":-0.13382681505787297},{"$f":"IF(_Base6>=M39, \"NA\", IF(Y39>0, IF(X39<0, 0, X39 / Y39), \"indef\"))","v":"indef"},{"$f":"-PMT(INDEX(drate,iRU), INDEX(Life,iRU), V39,0,1)","v":40.272844927701634},{"$f":"-PMT(INDEX(drate,iRU), INDEX(Life,iRU), W39, 0,1)","v":-3.7994004250398166},{"$f":"IF(W39<0,1,\"\")","v":1},{"$f":"IF(W39=0,1,\"\")","v":""},{"$f":"IF(W39>0,1,\"\")","v":""},{"$f":"IF(_Base6>=M39, \"\", IF(ROUND(Y39,0)>0, \"\", 1))","v":1},null,{"$f":"AH38+1","v":29},0.32446953193972689,0.32446953193972689,0.32446953193972689,0.32446953193972689,0.32446953193972689,0.32446953193972689,0.32446953193972689,0.32446953193972689,2043,0,{"$f":"AS38+1","v":29},5,258.18278430695511,237.4915154099607,234.61189625207876,230.49960507216949,230.13004817154487,226.62787107552424,386.13571297421436,370.18764278416234,355.46137613734919,344.77014891269118,342.04102562923026,342.04102562923026,5434.3634204981136,5370.3953311026471,5202.8121773179937,5182.4976829135094,5175.6939990220362,5159.5041405620013,1039.1317267129198,1022.9416515388289,1015.5787898067846,1004.5591412459021,3446.5051976555419,3406.0255701981046,3388.9245884654706,3347.6093917173948,1.9246845980598499,2.0611044495481998,1.7468302603036387,1.6799342775724075,1.7193270004729064,15.189668339069215,14.992617277935903,15.172085537505012,15.721135323317682,15.721135323317682,45.383902444648797,42.2608016857344,43.821447523703974,44.637629578344416,45.969941894594285]
[null,4,{"$f":"'Discount Rate'!C22","v":3.9575585811337098E-2},null,10.569041313747038,null,null,4,0.99,"2/3 1%",{"$f":"IF(iBase6=M40, \">\", \"\")","v":""},{"$f":"L39","v":6},{"$f":"M39+1","v":2},{"$f":"N10","v":0.90200000000000002},{"$f":"'Energy Use'!E72","v":0.90301302276611839},{"$f":"'Energy Use'!H72","v":0.34558694759918757},{"$f":"'Energy Use'!G72","v":3.5632304197481455},{"$f":"'Energy Use'!F72","v":2.5900690274399722},{"$f":"INDEX(TIP,iEL+1,iRU)","v":596.34177137982101},{"$f":"Q40 * INDEX(EPriceStartYr,iRU) + R40 * INDEX(RPpriceStartYr,iRU) + INDEX(_RC,iEL+1,iRU)/5","v":1.691554192468522},{"$f":"SUM(OFFSET($BU$10,0,M40):OFFSET($BU$10,INDEX(Life,iRU),M40)) + (INDEX(Life,iRU)-INT(INDEX(Life,iRU))) * OFFSET($BU$10,INDEX(Life,iRU)+1,M40)","v":634.29555853515808},{"$f":"SUMPRODUCT(OFFSET($BU$10,0,M40):OFFSET($BU$10,INDEX(Life,iRU),M40), INDEX(DF,iRU):OFFSET(INDEX(DF,iRU),INDEX(Life,iRU),)) + (INDEX(Life,iRU)-INT(INDEX(Life,iRU))) * OFFSET($BU$10,INDEX(Life,iRU)+1,M40)*OFFSET(INDEX(DF,iRU),INDEX(Life,iRU),)","v":621.18113577981364},{"$f":"IF(_Base6<M40, OFFSET(V$38,_Base6,0) - V40, 0)","v":-65.080312603292782},{"$f":"IF(_Base6<M40, S40-OFFSET(S$38,_Base6,0), 0)","v":67.622202337193698},{"$f":"IF(_Base6<M40, OFFSET(T$38,_Base6,0)-T40, 0)","v":0.17345978834156295},{"$f":"IF(_Base6>=M40, \"NA\", IF(Y40>0, IF(X40<0, 0, X40 / Y40), \"indef\"))","v":389.8436806808362},{"$f":"-PMT(INDEX(drate,iRU), INDEX(Life,iRU), V40,0,1)","v":40.741920777149559},{"$f":"-PMT(INDEX(drate,iRU), INDEX(Life,iRU), W40, 0,1)","v":-4.2684762744877416},{"$f":"IF(W40<0,1,\"\")","v":1},{"$f":"IF(W40=0,1,\"\")","v":""},{"$f":"IF(W40>0,1,\"\")","v":""},{"$f":"IF(_Base6>=M40, \"\", IF(ROUND(Y40,0)>0, \"\", 1))","v":1},null,{"$f":"AH39+1","v":30},0.31211730668578042,0.31211730668578042,0.31211730668578042,0.31211730668578042,0.31211730668578042,0.31211730668578042,0.31211730668578042,0.31211730668578042,2044,0,{"$f":"AS39+1","v":30},5,258.51029731404242,237.79278088968056,234.90950884405009,230.79200109304389,230.42197539783197,226.91535567967776,386.62553830799669,370.65723748777611,355.91229010713482,345.20750072345362,342.47491546100883,342.47491546100883,5441.2570819412285,5377.207847006287,5209.4121087041167,5189.0718447225954,5182.2595301434612,5166.0491343372096,1040.4498980909577,1024.2392852957414,1016.8670835413052,1005.8334562085734,3450.8771982296944,3410.3462210877688,3393.223546220303,3351.8559398417328,1.9271261211927628,2.0637190255665216,1.7490461695981292,1.6820653272023576,1.7215080210146241,15.208936912563537,15.011635885942578,15.191331806660846,15.741078079448332,15.741078079448332,45.441473356678827,42.314410845923646,43.877036412374196,44.694253819699995,46.028256216155043]
[null,5,{"$f":"'Discount Rate'!C23","v":3.9575585811337098E-2},null,10.285445890746514,null,null,5,0.995,"2/3 0.5%",{"$f":"IF(iBase6=M41, \">\", \"\")","v":""},{"$f":"L40","v":6},{"$f":"M40+1","v":3},{"$f":"N11","v":0.91},{"$f":"'Energy Use'!E73","v":0.91050196589840737},{"$f":"'Energy Use'!H73","v":0.3162791251230378},{"$f":"'Energy Use'!G73","v":3.5339225972719954},{"$f":"'Energy Use'!F73","v":2.4708261342568916},{"$f":"INDEX(TIP,iEL+1,iRU)","v":808.17789712440947},{"$f":"Q41 * INDEX(EPriceStartYr,iRU) + R41 * INDEX(RPpriceStartYr,iRU) + INDEX(_RC,iEL+1,iRU)/5","v":1.6262594009915232},{"$f":"SUM(OFFSET($BU$10,0,M41):OFFSET($BU$10,INDEX(Life,iRU),M41)) + (INDEX(Life,iRU)-INT(INDEX(Life,iRU))) * OFFSET($BU$10,INDEX(Life,iRU)+1,M41)","v":844.67073052897081},{"$f":"SUMPRODUCT(OFFSET($BU$10,0,M41):OFFSET($BU$10,INDEX(Life,iRU),M41), INDEX(DF,iRU):OFFSET(INDEX(DF,iRU),INDEX(Life,iRU),)) + (INDEX(Life,iRU)-INT(INDEX(Life,iRU))) * OFFSET($BU$10,INDEX(Life,iRU)+1,M41)*OFFSET(INDEX(DF,iRU),INDEX(Life,iRU),)","v":832.06064662193171},{"$f":"IF(_Base6<M41, OFFSET(V$38,_Base6,0) - V41, 0)","v":-275.95982344541085},{"$f":"IF(_Base6<M41, S41-OFFSET(S$38,_Base6,0), 0)","v":279.45832808178216},{"$f":"IF(_Base6<M41, OFFSET(T$38,_Base6,0)-T41, 0)","v":0.23875457981856174},{"$f":"IF(_Base6>=M41, \"NA\", IF(Y41>0, IF(X41<0, 0, X41 / Y41), \"indef\"))","v":1170.4836334203628},{"$f":"-PMT(INDEX(drate,iRU), INDEX(Life,iRU), V41,0,1)","v":54.573049620861021},{"$f":"-PMT(INDEX(drate,iRU), INDEX(Life,iRU), W41, 0,1)","v":-18.0996051181992},{"$f":"IF(W41<0,1,\"\")","v":1},{"$f":"IF(W41=0,1,\"\")","v":""},{"$f":"IF(W41>0,1,\"\")","v":""},{"$f":"IF(_Base6>=M41, \"\", IF(ROUND(Y41,0)>0, \"\", 1))","v":1}]
[null,6,{"$f":"'Discount Rate'!C24","v":3.9575585811337098E-2},null,22.377281800603054,null,null,6,0.99,"2/3 1%",{"$f":"IF(iBase6=M42, \">\", \"\")","v":""},6,4,{"$f":"N12","v":0.91700000000000004},{"$f":"'Energy Use'!E74","v":0.91745809446501014},{"$f":"'Energy Use'!H74","v":0.28948507307929716},{"$f":"'Energy Use'!G74","v":3.5071285452282543},{"$f":"'Energy Use'!F74","v":2.5492892544648744},{"$f":"INDEX(TIP,iEL+1,iRU)","v":885.04760486710927},{"$f":"Q42 * INDEX(EPriceStartYr,iRU) + R42 * INDEX(RPpriceStartYr,iRU) + INDEX(_RC,iEL+1,iRU)/5","v":1.6649212358897076},{"$f":"SUM(OFFSET($BU$10,0,M42):OFFSET($BU$10,INDEX(Life,iRU),M42)) + (INDEX(Life,iRU)-INT(INDEX(Life,iRU))) * OFFSET($BU$10,INDEX(Life,iRU)+1,M42)","v":922.40382230235684},{"$f":"SUMPRODUCT(OFFSET($BU$10,0,M42):OFFSET($BU$10,INDEX(Life,iRU),M42), INDEX(DF,iRU):OFFSET(INDEX(DF,iRU),INDEX(Life,iRU),)) + (INDEX(Life,iRU)-INT(INDEX(Life,iRU))) * OFFSET($BU$10,INDEX(Life,iRU)+1,M42)*OFFSET(INDEX(DF,iRU),INDEX(Life,iRU),)","v":909.49588175926078},{"$f":"IF(_Base6<M42, OFFSET(V$38,_Base6,0) - V42, 0)","v":-353.39505858273992},{"$f":"IF(_Base6<M42, S42-OFFSET(S$38,_Base6,0), 0)","v":356.32803582448196},{"$f":"IF(_Base6<M42, OFFSET(T$38,_Base6,0)-T42, 0)","v":0.20009274492037732},{"$f":"IF(_Base6>=M42, \"NA\", IF(Y42>0, IF(X42<0, 0, X42 / Y42), \"indef\"))","v":1780.8143716868653},{"$f":"-PMT(INDEX(drate,iRU), INDEX(Life,iRU), V42,0,1)","v":59.651858415278909},{"$f":"-PMT(INDEX(drate,iRU), INDEX(Life,iRU), W42, 0,1)","v":-23.178413912617088},{"$f":"IF(W42<0,1,\"\")","v":1},{"$f":"IF(W42=0,1,\"\")","v":""},{"$f":"IF(W42>0,1,\"\")","v":""},{"$f":"IF(_Base6>=M42, \"\", IF(ROUND(Y42,0)>0, \"\", 1))","v":1},null,"UEC(yr)",null,null,"=","Pout / h(yr)"]
[null,7,{"$f":"'Discount Rate'!C25","v":3.9575585811337098E-2},null,22.377281800603054,null,null,7,0.99,"2/3 1%",null,null,null,null,null,null,null,null,null,null,null,null,null,null,null,null,null,null,null,null,null,null,null,"h(yr) ",null,null,"=","h(0) * ECF ^ (repair period)"]
[null,8,{"$f":"'Discount Rate'!C26","v":3.9575585811337098E-2},null,22.377281800603054,null,null,8,0.995,"2/3 0.5%",{"$f":"IF(iBase7=M44, \">\", \"\")","v":">"},7,0,0.92400000000000004,{"$f":"'Energy Use'!E76","v":0.92430171448673959},{"$f":"'Energy Use'!H76","v":4.7746403562802069},{"$f":"'Energy Use'!G76","v":63.074616867561794},{"$f":"'Energy Use'!F76","v":16.515879945217506},{"$f":"INDEX(TIP,iEL+1,iRU)","v":1796.1000622327028},{"$f":"Q44 * INDEX(EPriceStartYr,iRU) + R44 * INDEX(RPpriceStartYr,iRU) + INDEX(_RC,iEL+1,iRU)/5","v":14.554580333247571},{"$f":"SUM(OFFSET($BZ$10,0,M44):OFFSET($BZ$10,INDEX(Life,iRU),M44)) + (INDEX(Life,iRU)-INT(INDEX(Life,iRU))) * OFFSET($BZ$10,INDEX(Life,iRU)+1,M44)","v":2123.886549534353},{"$f":"SUMPRODUCT(OFFSET($BZ$10,0,M44):OFFSET($BZ$10,INDEX(Life,iRU),M44), INDEX(DF,iRU):OFFSET(INDEX(DF,iRU),INDEX(Life,iRU),)) + (INDEX(Life,iRU)-INT(INDEX(Life,iRU))) * OFFSET($BZ$10,INDEX(Life,iRU)+1,M44)*OFFSET(INDEX(DF,iRU),INDEX(Life,iRU),)","v":2010.4823141647844},null,null,null,null,{"$f":"-PMT(INDEX(drate,iRU), INDEX(Life,iRU), V44,0,1)","v":131.86316591010649},null,null,null,null,null,null,"ECF",null,null,"=","Efficiency Conservation Factor after each repair"]
[null,null,null,null,null,null,null,null,null,null,{"$f":"IF(iBase7=M45, \">\", \"\")","v":""},{"$f":"L44","v":7},{"$f":"M44+1","v":1},0.93600000000000005,{"$f":"'Energy Use'!E77","v":0.93645000255882904},{"$f":"'Energy Use'!H77","v":3.9563920636323791},{"$f":"'Energy Use'!G77","v":62.256368574913971},{"$f":"'Energy Use'!F77","v":16.301624334357019},{"$f":"INDEX(TIP,iEL+1,iRU)","v":2055.4522530263239},{"$f":"Q45 * INDEX(EPriceStartYr,iRU) + R45 * INDEX(RPpriceStartYr,iRU) + INDEX(_RC,iEL+1,iRU)/5","v":14.365768080405967},{"$f":"SUM(OFFSET($BZ$10,0,M45):OFFSET($BZ$10,INDEX(Life,iRU),M45)) + (INDEX(Life,iRU)-INT(INDEX(Life,iRU))) * OFFSET($BZ$10,INDEX(Life,iRU)+1,M45)","v":2378.9864634706969},{"$f":"SUMPRODUCT(OFFSET($BZ$10,0,M45):OFFSET($BZ$10,INDEX(Life,iRU),M45), INDEX(DF,iRU):OFFSET(INDEX(DF,iRU),INDEX(Life,iRU),)) + (INDEX(Life,iRU)-INT(INDEX(Life,iRU))) * OFFSET($BZ$10,INDEX(Life,iRU)+1,M45)*OFFSET(INDEX(DF,iRU),INDEX(Life,iRU),)","v":2267.0533876036106},{"$f":"IF(_Base7<M45, OFFSET(V$44,_Base7,0) - V45, 0)","v":-256.57107343882626},{"$f":"IF(_Base7<M45, S45-OFFSET(S$44,_Base7,0), 0)","v":259.35219079362105},{"$f":"IF(_Base7<M45, OFFSET(T$44,_Base7,0)-T45, 0)","v":0.18881225284160408},{"$f":"IF(_Base7>=M45, \"NA\", IF(Y45>0, IF(X45<0, 0, X45 / Y45), \"indef\"))","v":1373.5983067327384},{"$f":"-PMT(INDEX(drate,iRU), INDEX(Life,iRU), V45,0,1)","v":148.6911050500004},{"$f":"-PMT(INDEX(drate,iRU), INDEX(Life,iRU), W45, 0,1)","v":-16.827939139893914},{"$f":"IF(W45<0,1,\"\")","v":1},{"$f":"IF(W45=0,1,\"\")","v":""},{"$f":"IF(W45>0,1,\"\")","v":""},{"$f":"IF(_Base7>=M45, \"\", IF(ROUND(Y45,0)>0, \"\", 1))","v":1},null,null,null,null,null,"below 40 HP,  1/3 100%, 2/3 99.0%"]
[null,null,"From Sectors & Applications",null,null,null,"From: Energy Price",null,null,null,{"$f":"IF(iBase7=M46, \">\", \"\")","v":""},{"$f":"L45","v":7},{"$f":"M45+1","v":2},0.94099999999999995,{"$f":"'Energy Use'!E78","v":0.94187269674341589},{"$f":"'Energy Use'!H78","v":3.5979601343579253},{"$f":"'Energy Use'!G78","v":61.897936645639511},{"$f":"'Energy Use'!F78","v":16.70333126203203},{"$f":"INDEX(TIP,iEL+1,iRU)","v":2064.4679260930557},{"$f":"Q46 * INDEX(EPriceStartYr,iRU) + R46 * INDEX(RPpriceStartYr,iRU) + INDEX(_RC,iEL+1,iRU)/5","v":14.543043974148819},{"$f":"SUM(OFFSET($BZ$10,0,M46):OFFSET($BZ$10,INDEX(Life,iRU),M46)) + (INDEX(Life,iRU)-INT(INDEX(Life,iRU))) * OFFSET($BZ$10,INDEX(Life,iRU)+1,M46)","v":2391.9521255020754},{"$f":"SUMPRODUCT(OFFSET($BZ$10,0,M46):OFFSET($BZ$10,INDEX(Life,iRU),M46), INDEX(DF,iRU):OFFSET(INDEX(DF,iRU),INDEX(Life,iRU),)) + (INDEX(Life,iRU)-INT(INDEX(Life,iRU))) * OFFSET($BZ$10,INDEX(Life,iRU)+1,M46)*OFFSET(INDEX(DF,iRU),INDEX(Life,iRU),)","v":2278.6573899712598},{"$f":"IF(_Base7<M46, OFFSET(V$44,_Base7,0) - V46, 0)","v":-268.17507580647543},{"$f":"IF(_Base7<M46, S46-OFFSET(S$44,_Base7,0), 0)","v":268.36786386035283},{"$f":"IF(_Base7<M46, OFFSET(T$44,_Base7,0)-T46, 0)","v":1.1536359098752058E-2},{"$f":"IF(_Base7>=M46, \"NA\", IF(Y46>0, IF(X46<0, 0, X46 / Y46), \"indef\"))","v":23262.786947173259},{"$f":"-PMT(INDEX(drate,iRU), INDEX(Life,iRU), V46,0,1)","v":149.45218634807802},{"$f":"-PMT(INDEX(drate,iRU), INDEX(Life,iRU), W46, 0,1)","v":-17.589020437971513},{"$f":"IF(W46<0,1,\"\")","v":1},{"$f":"IF(W46=0,1,\"\")","v":""},{"$f":"IF(W46>0,1,\"\")","v":""},{"$f":"IF(_Base7>=M46, \"\", IF(ROUND(Y46,0)>0, \"\", 1))","v":1},null,null,null,null,null,"above 40 HP,  1/3 100%, 2/3 99.5%"]
[null,null,null,null,null,null,"Energy and RP prices for iSec (2015)",null,null,null,{"$f":"IF(iBase7=M47, \">\", \"\")","v":""},{"$f":"L46","v":7},{"$f":"M46+1","v":3},0.94499999999999995,{"$f":"'Energy Use'!E79","v":0.94563355943297811},{"$f":"'Energy Use'!H79","v":3.3517869331540058},{"$f":"'Energy Use'!G79","v":61.651763444435595},{"$f":"'Energy Use'!F79","v":17.773116139258978},{"$f":"INDEX(TIP,iEL+1,iRU)","v":3088.2235685056094},{"$f":"Q47 * INDEX(EPriceStartYr,iRU) + R47 * INDEX(RPpriceStartYr,iRU) + INDEX(_RC,iEL+1,iRU)/5","v":15.081294239918501},{"$f":"SUM(OFFSET($BZ$10,0,M47):OFFSET($BZ$10,INDEX(Life,iRU),M47)) + (INDEX(Life,iRU)-INT(INDEX(Life,iRU))) * OFFSET($BZ$10,INDEX(Life,iRU)+1,M47)","v":3427.7325871698217},{"$f":"SUMPRODUCT(OFFSET($BZ$10,0,M47):OFFSET($BZ$10,INDEX(Life,iRU),M47), INDEX(DF,iRU):OFFSET(INDEX(DF,iRU),INDEX(Life,iRU),)) + (INDEX(Life,iRU)-INT(INDEX(Life,iRU))) * OFFSET($BZ$10,INDEX(Life,iRU)+1,M47)*OFFSET(INDEX(DF,iRU),INDEX(Life,iRU),)","v":3310.2888818296715},{"$f":"IF(_Base7<M47, OFFSET(V$44,_Base7,0) - V47, 0)","v":-1299.8065676648871},{"$f":"IF(_Base7<M47, S47-OFFSET(S$44,_Base7,0), 0)","v":1292.1235062729065},{"$f":"IF(_Base7<M47, OFFSET(T$44,_Base7,0)-T47, 0)","v":-0.52671390667092943},{"$f":"IF(_Base7>=M47, \"NA\", IF(Y47>0, IF(X47<0, 0, X47 / Y47), \"indef\"))","v":"indef"},{"$f":"-PMT(INDEX(drate,iRU), INDEX(Life,iRU), V47,0,1)","v":217.11465401098266},{"$f":"-PMT(INDEX(drate,iRU), INDEX(Life,iRU), W47, 0,1)","v":-85.251488100876159},{"$f":"IF(W47<0,1,\"\")","v":1},{"$f":"IF(W47=0,1,\"\")","v":""},{"$f":"IF(W47>0,1,\"\")","v":""},{"$f":"IF(_Base7>=M47, \"\", IF(ROUND(Y47,0)>0, \"\", 1))","v":1},null,"OC(yr)",null,null,"=","Operating Cost in year yr"]
[null,"iRU","iSec","Sector Name",null,null,"Energy","RP",null,null,{"$f":"IF(iBase7=M48, \">\", \"\")","v":""},7,4,{"$f":"N18","v":0.94499999999999995},{"$f":"'Energy Use'!E80","v":0.94563355943297811},{"$f":"'Energy Use'!H80","v":3.3517869331540058},{"$f":"'Energy Use'!G80","v":61.651763444435595},{"$f":"'Energy Use'!F80","v":17.773116139258978},{"$f":"INDEX(TIP,iEL+1,iRU)","v":3088.2235685056094},{"$f":"Q48 * INDEX(EPriceStartYr,iRU) + R48 * INDEX(RPpriceStartYr,iRU) + INDEX(_RC,iEL+1,iRU)/5","v":15.081294239918501},{"$f":"SUM(OFFSET($BZ$10,0,M48):OFFSET($BZ$10,INDEX(Life,iRU),M48)) + (INDEX(Life,iRU)-INT(INDEX(Life,iRU))) * OFFSET($BZ$10,INDEX(Life,iRU)+1,M48)","v":3427.7325871698217},{"$f":"SUMPRODUCT(OFFSET($BZ$10,0,M48):OFFSET($BZ$10,INDEX(Life,iRU),M48), INDEX(DF,iRU):OFFSET(INDEX(DF,iRU),INDEX(Life,iRU),)) + (INDEX(Life,iRU)-INT(INDEX(Life,iRU))) * OFFSET($BZ$10,INDEX(Life,iRU)+1,M48)*OFFSET(INDEX(DF,iRU),INDEX(Life,iRU),)","v":3310.2888818296715},{"$f":"IF(_Base7<M48, OFFSET(V$44,_Base7,0) - V48, 0)","v":-1299.8065676648871},{"$f":"IF(_Base7<M48, S48-OFFSET(S$44,_Base7,0), 0)","v":1292.1235062729065},{"$f":"IF(_Base7<M48, OFFSET(T$44,_Base7,0)-T48, 0)","v":-0.52671390667092943},{"$f":"IF(_Base7>=M48, \"NA\", IF(Y48>0, IF(X48<0, 0, X48 / Y48), \"indef\"))","v":"indef"},{"$f":"-PMT(INDEX(drate,iRU), INDEX(Life,iRU), V48,0,1)","v":217.11465401098266},{"$f":"-PMT(INDEX(drate,iRU), INDEX(Life,iRU), W48, 0,1)","v":-85.251488100876159},{"$f":"IF(W48<0,1,\"\")","v":1},{"$f":"IF(W48=0,1,\"\")","v":""},{"$f":"IF(W48>0,1,\"\")","v":""},{"$f":"IF(_Base7>=M48, \"\", IF(ROUND(Y48,0)>0, \"\", 1))","v":1},null,null,null,null,"=","UEC(yr) * ElecPrice(yr) + RP * RPprice(yr)"]
[null,1,{"$f":"INDEX(iSec,B37)","v":2},{"$f":"INDEX(SectorName,C49)","v":"Commercial"},null,null,{"$f":"INDEX(Sector_ElecPrice,C49) * VLOOKUP(INT(StartYear),ElecPriceTrend,1+C49)","v":9.3379966853542426E-2},{"$f":"RPprice * VLOOKUP(INT(StartYear),ElecPriceTrend,1+C49)","v":0.52462688815825331}," $/kWh",null,null,null,null,null,null,null,null,null,null,null,null,null,null,null,null,null,null,null,null,null,null,null,null,"ElecPrice(yr) ",null,null,"=","Elec.Price in 2011 * Elec Price Trend(yr) + (optional Social Cost of Carbon)"]
[null,{"$f":"B49+1","v":2},2,"Commercial",null,null,{"$f":"INDEX(Sector_ElecPrice,C50) * VLOOKUP(INT(StartYear),ElecPriceTrend,1+C50)","v":9.3379966853542426E-2},0.52462688815825331," $/kWh",null,{"$f":"IF(iBase8=M50, \">\", \"\")","v":""},8,0,{"$f":"N22","v":0.94099999999999995},{"$f":"'Energy Use'!E82","v":0.94120870524904587},{"$f":"'Energy Use'!H82","v":14.19633161021795},{"$f":"'Energy Use'!G82","v":241.46996031223728},{"$f":"'Energy Use'!F82","v":40.548010405360557},{"$f":"INDEX(TIP,iEL+1,iRU)","v":3468.7744381648185},{"$f":"Q50 * INDEX(EPriceStartYr,iRU) + R50 * INDEX(RPpriceStartYr,iRU) + INDEX(_RC,iEL+1,iRU)/5","v":43.821033410055705},{"$f":"SUM(OFFSET($CE$10,0,M50):OFFSET($CE$10,INDEX(Life,iRU),M50)) + (INDEX(Life,iRU)-INT(INDEX(Life,iRU))) * OFFSET($CE$10,INDEX(Life,iRU)+1,M50)","v":4453.0258083182571},{"$f":"SUMPRODUCT(OFFSET($CE$10,0,M50):OFFSET($CE$10,INDEX(Life,iRU),M50), INDEX(DF,iRU):OFFSET(INDEX(DF,iRU),INDEX(Life,iRU),)) + (INDEX(Life,iRU)-INT(INDEX(Life,iRU))) * OFFSET($CE$10,INDEX(Life,iRU)+1,M50)*OFFSET(INDEX(DF,iRU),INDEX(Life,iRU),)","v":4112.8124198853575},null,null,null,null,{"$f":"-PMT(INDEX(drate,iRU), INDEX(Life,iRU), V50,0,1)","v":269.75042886949706},null,null,null,null,null,null,null,null,null,null,"Elec.Price in 2011 depends on the sector of the RU application"]
[null,{"$f":"B50+1","v":3},2,"Commercial",null,null,9.3379966853542426E-2,0.52462688815825331," $/kWh",null,{"$f":"IF(iBase8=M51, \">\", \"\")","v":""},{"$f":"L50","v":8},{"$f":"M50+1","v":1},{"$f":"N23","v":0.95399999999999996},{"$f":"'Energy Use'!E83","v":0.95468598583310771},{"$f":"'Energy Use'!H83","v":10.787505612934257},{"$f":"'Energy Use'!G83","v":238.06113431495362},{"$f":"'Energy Use'!F83","v":35.347099769211532},{"$f":"INDEX(TIP,iEL+1,iRU)","v":3874.874922663972},{"$f":"Q51 * INDEX(EPriceStartYr,iRU) + R51 * INDEX(RPpriceStartYr,iRU) + INDEX(_RC,iEL+1,iRU)/5","v":40.774179788787841},{"$f":"SUM(OFFSET($CE$10,0,M51):OFFSET($CE$10,INDEX(Life,iRU),M51)) + (INDEX(Life,iRU)-INT(INDEX(Life,iRU))) * OFFSET($CE$10,INDEX(Life,iRU)+1,M51)","v":4790.9416525775714},{"$f":"SUMPRODUCT(OFFSET($CE$10,0,M51):OFFSET($CE$10,INDEX(Life,iRU),M51), INDEX(DF,iRU):OFFSET(INDEX(DF,iRU),INDEX(Life,iRU),)) + (INDEX(Life,iRU)-INT(INDEX(Life,iRU))) * OFFSET($CE$10,INDEX(Life,iRU)+1,M51)*OFFSET(INDEX(DF,iRU),INDEX(Life,iRU),)","v":4474.2678184888628},{"$f":"IF(_Base8<M51, OFFSET(V$50,_Base8,0) - V51, 0)","v":0},{"$f":"IF(_Base8<M51, S51-OFFSET(S$50,_Base8,0), 0)","v":0},{"$f":"IF(_Base8<M51, OFFSET(T$50,_Base8,0)-T51, 0)","v":0},{"$f":"IF(_Base8>=M51, \"NA\", IF(Y51>0, IF(X51<0, 0, X51 / Y51), \"indef\"))","v":"NA"},{"$f":"-PMT(INDEX(drate,iRU), INDEX(Life,iRU), V51,0,1)","v":293.45750296776299},{"$f":"-PMT(INDEX(drate,iRU), INDEX(Life,iRU), W51, 0,1)","v":0},{"$f":"IF(W51<0,1,\"\")","v":""},{"$f":"IF(W51=0,1,\"\")","v":1},{"$f":"IF(W51>0,1,\"\")","v":""},{"$f":"IF(_Base8>=M51, \"\", IF(ROUND(Y51,0)>0, \"\", 1))","v":""},null,"RPprice(yr) ",null,null,"=","RPprice in 2011 * Elec Price Trend(yr)"]
[null,4,2,"Commercial",null,null,9.3379966853542426E-2,0.52462688815825331," $/kWh",null,{"$f":"IF(iBase8=M52, \">\", \"\")","v":">"},{"$f":"L51","v":8},{"$f":"M51+1","v":2},{"$f":"N24","v":0.95799999999999996},{"$f":"'Energy Use'!E84","v":0.9586193915342065},{"$f":"'Energy Use'!H84","v":9.8106935108695659},{"$f":"'Energy Use'!G84","v":237.08432221288894},{"$f":"'Energy Use'!F84","v":38.435220193436592},{"$f":"INDEX(TIP,iEL+1,iRU)","v":4288.9658035644616},{"$f":"Q52 * INDEX(EPriceStartYr,iRU) + R52 * INDEX(RPpriceStartYr,iRU) + INDEX(_RC,iEL+1,iRU)/5","v":42.303076115494036},{"$f":"SUM(OFFSET($CE$10,0,M52):OFFSET($CE$10,INDEX(Life,iRU),M52)) + (INDEX(Life,iRU)-INT(INDEX(Life,iRU))) * OFFSET($CE$10,INDEX(Life,iRU)+1,M52)","v":5239.1970752165562},{"$f":"SUMPRODUCT(OFFSET($CE$10,0,M52):OFFSET($CE$10,INDEX(Life,iRU),M52), INDEX(DF,iRU):OFFSET(INDEX(DF,iRU),INDEX(Life,iRU),)) + (INDEX(Life,iRU)-INT(INDEX(Life,iRU))) * OFFSET($CE$10,INDEX(Life,iRU)+1,M52)*OFFSET(INDEX(DF,iRU),INDEX(Life,iRU),)","v":4910.7343652939253},{"$f":"IF(_Base8<M52, OFFSET(V$50,_Base8,0) - V52, 0)","v":0},{"$f":"IF(_Base8<M52, S52-OFFSET(S$50,_Base8,0), 0)","v":0},{"$f":"IF(_Base8<M52, OFFSET(T$50,_Base8,0)-T52, 0)","v":0},{"$f":"IF(_Base8>=M52, \"NA\", IF(Y52>0, IF(X52<0, 0, X52 / Y52), \"indef\"))","v":"NA"},{"$f":"-PMT(INDEX(drate,iRU), INDEX(Life,iRU), V52,0,1)","v":322.08439526622959},{"$f":"-PMT(INDEX(drate,iRU), INDEX(Life,iRU), W52, 0,1)","v":0},{"$f":"IF(W52<0,1,\"\")","v":""},{"$f":"IF(W52=0,1,\"\")","v":1},{"$f":"IF(W52>0,1,\"\")","v":""},{"$f":"IF(_Base8>=M52, \"\", IF(ROUND(Y52,0)>0, \"\", 1))","v":""},null,"Repair Frequency = ",null,null,null,"5 years - Industry"]
[null,5,2,"Commercial",null,null,9.3379966853542426E-2,0.52462688815825331," $/kWh",null,{"$f":"IF(iBase8=M53, \">\", \"\")","v":""},{"$f":"L52","v":8},{"$f":"M52+1","v":3},{"$f":"N25","v":0.96199999999999997},{"$f":"'Energy Use'!E85","v":0.96239794283536051},{"$f":"'Energy Use'!H85","v":8.8798568638777233},{"$f":"'Energy Use'!G85","v":236.15348556589709},{"$f":"'Energy Use'!F85","v":40.126888386512029},{"$f":"INDEX(TIP,iEL+1,iRU)","v":5392.6649631108257},{"$f":"Q53 * INDEX(EPriceStartYr,iRU) + R53 * INDEX(RPpriceStartYr,iRU) + INDEX(_RC,iEL+1,iRU)/5","v":43.10364924018134},{"$f":"SUM(OFFSET($CE$10,0,M53):OFFSET($CE$10,INDEX(Life,iRU),M53)) + (INDEX(Life,iRU)-INT(INDEX(Life,iRU))) * OFFSET($CE$10,INDEX(Life,iRU)+1,M53)","v":6360.7779196073716},{"$f":"SUMPRODUCT(OFFSET($CE$10,0,M53):OFFSET($CE$10,INDEX(Life,iRU),M53), INDEX(DF,iRU):OFFSET(INDEX(DF,iRU),INDEX(Life,iRU),)) + (INDEX(Life,iRU)-INT(INDEX(Life,iRU))) * OFFSET($CE$10,INDEX(Life,iRU)+1,M53)*OFFSET(INDEX(DF,iRU),INDEX(Life,iRU),)","v":6026.1458364031678},{"$f":"IF(_Base8<M53, OFFSET(V$50,_Base8,0) - V53, 0)","v":-1115.4114711092425},{"$f":"IF(_Base8<M53, S53-OFFSET(S$50,_Base8,0), 0)","v":1103.6991595463642},{"$f":"IF(_Base8<M53, OFFSET(T$50,_Base8,0)-T53, 0)","v":-0.80057312468730402},{"$f":"IF(_Base8>=M53, \"NA\", IF(Y53>0, IF(X53<0, 0, X53 / Y53), \"indef\"))","v":"indef"},{"$f":"-PMT(INDEX(drate,iRU), INDEX(Life,iRU), V53,0,1)","v":395.24180970188769},{"$f":"-PMT(INDEX(drate,iRU), INDEX(Life,iRU), W53, 0,1)","v":-73.157414435658055},{"$f":"IF(W53<0,1,\"\")","v":1},{"$f":"IF(W53=0,1,\"\")","v":""},{"$f":"IF(W53>0,1,\"\")","v":""},{"$f":"IF(_Base8>=M53, \"\", IF(ROUND(Y53,0)>0, \"\", 1))","v":1},null,null,null,null,null,"16 years - Commericial"]
[null,6,2,"Commercial",null,null,9.3379966853542426E-2,0.52462688815825331," $/kWh",null,{"$f":"IF(iBase8=M54, \">\", \"\")","v":""},{"$f":"L53","v":8},4,{"$f":"N26","v":0.96499999999999997},{"$f":"'Energy Use'!E86","v":0.96534624876233188},{"$f":"'Energy Use'!H86","v":8.1586102416822701},{"$f":"'Energy Use'!G86","v":235.43223894370163},{"$f":"'Energy Use'!F86","v":42.74263497675004},{"$f":"INDEX(TIP,iEL+1,iRU)","v":5912.6091705918216},{"$f":"Q54 * INDEX(EPriceStartYr,iRU) + R54 * INDEX(RPpriceStartYr,iRU) + INDEX(_RC,iEL+1,iRU)/5","v":44.408590248354628},{"$f":"SUM(OFFSET($CE$10,0,M54):OFFSET($CE$10,INDEX(Life,iRU),M54)) + (INDEX(Life,iRU)-INT(INDEX(Life,iRU))) * OFFSET($CE$10,INDEX(Life,iRU)+1,M54)","v":6909.8842892726598},{"$f":"SUMPRODUCT(OFFSET($CE$10,0,M54):OFFSET($CE$10,INDEX(Life,iRU),M54), INDEX(DF,iRU):OFFSET(INDEX(DF,iRU),INDEX(Life,iRU),)) + (INDEX(Life,iRU)-INT(INDEX(Life,iRU))) * OFFSET($CE$10,INDEX(Life,iRU)+1,M54)*OFFSET(INDEX(DF,iRU),INDEX(Life,iRU),)","v":6565.1892154024763},{"$f":"IF(_Base8<M54, OFFSET(V$50,_Base8,0) - V54, 0)","v":-1654.454850108551},{"$f":"IF(_Base8<M54, S54-OFFSET(S$50,_Base8,0), 0)","v":1623.64336702736},{"$f":"IF(_Base8<M54, OFFSET(T$50,_Base8,0)-T54, 0)","v":-2.1055141328605913},{"$f":"IF(_Base8>=M54, \"NA\", IF(Y54>0, IF(X54<0, 0, X54 / Y54), \"indef\"))","v":"indef"},{"$f":"-PMT(INDEX(drate,iRU), INDEX(Life,iRU), V54,0,1)","v":430.59649350931971},{"$f":"-PMT(INDEX(drate,iRU), INDEX(Life,iRU), W54, 0,1)","v":-108.51209824309012},{"$f":"IF(W54<0,1,\"\")","v":1},{"$f":"IF(W54=0,1,\"\")","v":""},{"$f":"IF(W54>0,1,\"\")","v":""},{"$f":"IF(_Base8>=M54, \"\", IF(ROUND(Y54,0)>0, \"\", 1))","v":1},null,null,null,null,null,"15 years - Agricultural"]
[null,7,2,"Commercial",null,null,9.3379966853542426E-2,0.52462688815825331," $/kWh"]
[null,8,2,"Commercial",null,null,9.3379966853542426E-2,0.52462688815825331," $/kWh",null,null,null,"iRU","Representative Unit",null,null,null,null,null,"Assumptions"]
[null,null,null,null,null,null,null,null,null,null,null,null,1,{"$f":"INDEX(RUname,M57)","v":"Design B, T-Frame, 5 HP, 4 poles, Enclosed"},null,null,null,null,null,"from Base Case Eff Dist:",null,"base level"]
[null,"Repair cost ($ in 2011)",null,null,null,null,null,null,null,null,null,null,2,"Design B, T-Frame, 30 HP, 4 poles, Enclosed",null,null,null,null,null,null,null,{"$f":"iBase1","v":3}]
[null,"iRU","RU1","RU2","RU3","RU4","RU5","RU6","RU7","RU8",null,null,3,"Design B, T-Frame, 75 HP, 4 poles, Enclosed",null,null,null,null,null,null,null,{"$f":"iBase2","v":2}]
[null,0,447.70344043218648,922.66751189771458,1754.1167584146324,514.85895649701445,1490.3177288766037,null,null,null,null,null,4,"Design C, T-Frame, 5 HP, 4 poles, Enclosed",null,null,null,null,null,null,null,{"$f":"iBase3","v":1}]
[null,1,514.85895649701445,1061.0676386823716,2017.2342721768271,537.24412851862371,1555.1141518712391,null,null,null,null,null,5,"Design C, T-Frame, 50 HP, 4 poles, Enclosed",null,null,null,null,null,null,null,{"$f":"iBase4","v":0}]
[null,2,559.6293005402332,1153.3343898721432,2192.6459480182903,559.6293005402332,1619.910574865874,null,null,null,null,null,6,{"$f":"INDEX(RUname,M62)","v":"Fire Pump, 5 HP, 4 poles, Enclosed"},null,null,null,null,null,null,null,{"$f":"iBase5","v":0}]
[null,3,582.01447256184247,1199.4677654670288,2280.3517859390222,582.01447256184247,1684.7069978605089,null,null,null,null,null,7,"Fire Pump, 30 HP, 4 poles, Enclosed",null,null,null,null,null,null,null,{"$f":"iBase6","v":0}]
[null,4,604.39964458345185,1245.6011410619146,2368.0576238597541,null,null,null,null,null,null,null,8,"Fire Pump, 75 HP, 4 poles, Enclosed",null,null,null,null,null,null,null,{"$f":"iBase7","v":0}]
[null,5,626.78481660506111,1245.6011410619146,2455.7634617804852,null,null,null,null,null,null,null,null,null,null,null,null,null,null,null,null,{"$f":"iBase8","v":2}]

{"sheet":"Definitions","index":4,"n_rows":36,"n_cols":7,"rows_kept":36,"cut":false,"hidden":false,"merged":[]}
[null,"User Input Definitions"]
[]
[null,"Representative",null,null,"Rated Power (Capacity)",null,"Conversion factors"]
[null,"Unit","Name",null,"HP",null,"conversion: 1 HP = 745.7 watts"]
[null,1,"Design B, T-Frame, 5 HP, 4 poles, Enclosed",null,5,null,"conversion: CPI (2009) = 214.5, CPI (2011) = 224.939, CPI 2011/CPI 2009 = 1.049"]
[null,2,"Design B, T-Frame, 30 HP, 4 poles, Enclosed",null,30]
[null,3,"Design B, T-Frame, 75 HP, 4 poles, Enclosed",null,75]
[null,4,"Design C, T-Frame, 5 HP, 4 poles, Enclosed",null,5]
[null,5,"Design C, T-Frame, 50 HP, 4 poles, Enclosed",null,50]
[null,6,"Fire Pump, 5 HP, 4 poles, Enclosed",null,5]
[null,7,"Fire Pump, 30 HP, 4 poles, Enclosed",null,30]
[null,8,"Fire Pump, 75 HP, 4 poles, Enclosed",null,75]
[]
[]
[]
[]
[]
[null,"List of Energy Price Trends",null,null,"Choices of Markup",null,{"$f":"MATCH(choice_Markup, list_Markup, 0)","v":1}]
[null,"AEO 2011 - Reference Case",null,null,"Medium",null,1]
[null,"AEO 2011 - High Case",null,null,"High (10% higher)",null,1.1000000000000001]
[null,"AEO 2011 - Low Case",null,null,"Low (10% lower)",null,0.9]
[null,"List of # of Trials"]
[null,1000,null,null,"Choices of Product Price Forecasting",null,{"$f":"MATCH(Choice_Learning,list_learning,0)","v":1}]
[null,5000,null,null,"Default",null,1]
[null,10000,null,null,"High",null,1.028]
[null,"# of Trials =",{"$f":"nTrials","v":"10000"},null,"Low",null,1.004]
[]
[null,null,null,null,"Choices of Retail Price Discounts",null,{"$f":"MATCH(Choice_Retail_Discount,list_retail_discount,0)","v":1}]
[null,null,null,null,"Default",null,1]
[null,null,null,null,"High",null,0.7]
[null,null,null,null,"Medium",null,0.5]
[null,null,null,null,"Low",null,0.3]
[]
[null,null,null,null,"Choices of RPM sensitivity Case",null,{"$f":"MATCH(Choice_rpm,list_rpm,0)","v":2}]
[null,null,null,null,"Yes",null,1]
[null,null,null,null,"No",null,0]

{"sheet":"Log of Changes","index":5,"n_rows":22,"n_cols":4,"rows_kept":22,"cut":false,"hidden":true,"merged":[]}
["Date","Sheet","Cells","Description"]
["2009-05-18","Equipment Price",null,"Additional efficiency levels"]
[null,"Energy Use"]
[null,"LCC and Payback"]
[null,"Equipment Price",null,"manufacturer prices,"]
[null,null,null,"stack length and weight"]
[null,null,null,"space constrainted flag"]
["2009-05-22",null,null,"Operating Hours distribution from Asa"]
["2009-05-25",null,null,"ASH: Updated distribution channel distribution to 65/30/5 (manufacturer comment)"]
[null,null,null,"ASH: corrected application market shares (order was mismatched in the email I sent Peter)"]
[null,null,null,"ASH: updated placeholder values of application mean hours of operation to match distribution means"]
[null,null,null,"PTC: updated loading and power factor, weight, stack length and mnfr. Price"]
["2009-05-28",null,null,"PTC: average payback only counts values >=0, payback = -1 if operating cost saving is negative"]
[null,null,null,"PTC: load distributions which are normal are limited between 0% and 150%"]
["2009-06-06","Summary",null,"CAB: Copied form control elements from the Simulation Results sheet to the summary sheet. Summary chart and table generating macros have been updated to accommodate changes in motor CSLs"]
[null,"Module: BT_LCC_Automation",null,"CAB: Module added. This module contains a new sub routine: automationRunSimulationCB, this allow the spreadsheet to execute simulations via \"remote control\"."]
[null,"Module: ThisWorkbook",null,"CAB: Removed most calls to the observer subroutine CrystalBallWatch as it was causing confilict the general functioning of Excel, now it is only run when the workbook is open."]
["2009-06-15",null,null,"PTC: Add Carbon cap multiplier to \"Energy Price Trend\", use in energy price in \"LCC and Payback\""]
[null,null,null,"PTC: Add radial button for \"Carbon Cap & Trade\" in \"Simulation Results\""]
["2009-06-17",null,null,"CAB: Changed Start Year to 2015 for Default Scenario."]
["2009-07-08",null,null,"Add options to select # of poles and HP for Polyphase, CSIR, CSCR"]
["2009-07-09",null,null,"Add annualized LCC and annualized LCC savings to simulation results"]

{"sheet":"Statistics","index":6,"n_rows":207,"n_cols":11,"rows_kept":207,"cut":false,"hidden":true,"merged":[]}
[null,"Statistics"]
[]
[null,"LCC Savings",null,null,null,null,"Percentile"]
[null,null,null,"min","max","average",0.05,0.25,0.5,0.75,0.95]
[null,1,null,-970.2867,402.95519999999999,-17.0396,-99.844499999999996,-15.9009,0,0,1.1559999999999999]
[null,2,null,-8.8374000000000006,4122.3698000000004,312.06279999999998,0,61.266800000000003,196.37809999999999,419.27769999999998,1033.8871999999999]
[null,3,null,-719.9452,4013.7741999999998,228.00530000000001,-20.644100000000002,16.4876,126.4388,310.66129999999998,842.49879999999996]
[null,4,null,-691.94830000000002,4050.7114000000001,232.346,-20.344000000000001,16.335799999999999,128.41489999999999,316.51960000000003,860.02430000000004]
[null,5,null,-49.052500000000002,4766.0711000000001,362.74239999999998,0,70.605800000000002,221.94900000000001,484.63979999999998,1220.903]
[null,6,null,-31.6447,6045.8495000000003,437.49290000000002,0,84.610200000000006,267.6386,582.41330000000005,1484.6356000000001]
[null,7,null,-77.737700000000004,8807.0974999999999,598.97379999999998,-16.9026,118.01309999999999,362.1071,797.52509999999995,2020.5447999999999]
[null,8,null,-90.130700000000004,9559.8034000000007,645.40729999999996,-22.979299999999999,129.72020000000001,390.46289999999999,857.83820000000003,2177.0821999999998]
[null,1,null,0,0,0,0,0,0,0,0]
[null,2,null,0,0,0,0,0,0,0,0]
[null,3,null,0,0,0,0,0,0,0,0]
[null,4,null,-0.90900000000000003,660.25639999999999,3.3130999999999999,0,0,0,0,0]
[null,5,null,-14.751200000000001,1852.623,48.123600000000003,0,0,0,15.968999999999999,288.52629999999999]
[null,6,null,-109.9858,2054.2818000000002,42.081400000000002,-30.9773,-18.332799999999999,0,30.794599999999999,294.30840000000001]
[null,7,null,-64.456000000000003,2289.3546999999999,50.832599999999999,-43.432699999999997,-18.633500000000002,0,51.177399999999999,326.36759999999998]
[null,8,null,-90.961100000000002,3167.7062999999998,132.35980000000001,-55.589700000000001,-2.2648000000000001,62.968600000000002,183.4597,549.27930000000003]
[]
[null,"Payback Periods",null,null,null,null,"Percentile"]
[null,null,null,"min","max","average",0.05,0.25,0.5,0.75,0.95]
[null,1,null,0.17049617277534171,2336.726186550191,22.659170821448509,0.43920116547167798,1.3098946450723441,3.1958763211186998,11.035866673715461,74.854604865447925]
[null,2,null,3.5900253425487715E-2,67.773027236303392,0.72502407761887433,9.5372758225982998E-2,0.197188139328136,0.34395168852246599,0.64423831919561803,2.5391716184231372]
[null,3,null,6.5121615623574727E-2,1395.9070758357591,2.7684820682352775,0.199646588668806,0.40897246436809698,0.74954200991993603,1.486839584708076,7.5765766626788142]
[null,4,null,9.0161074018869247E-2,36131.044502166107,11.214944629146633,0.26828722731628901,0.53957703463336804,0.99718601477479196,1.966263785999141,9.9250549499460146]
[null,5,null,-1.6450812939627775,296.852887692178,1.272105907140189,0.148351258062561,0.30861222327855797,0.55555567023123198,1.037268474503815,4.1254015495503271]
[null,6,null,0.10522062064699064,528.42302427303116,1.9331969694837428,0.25707164459985299,0.49640938052816702,0.87632451121882005,1.5794647375062321,6.24507617421723]
[null,7,null,0.21346984163179286,601.80006389199411,3.2162917460623732,0.48048339587309402,0.912738387294739,1.590217260015907,2.833595648073282,11.051676994977132]
[null,8,null,0.23195890809621489,632.81794212478439,3.4605237075495205,0.52303888059577697,0.99739863912206905,1.749401638660474,3.1027655347122129,11.869177732726678]
[null,1,null,"NA","NA","NA","NA","NA","NA","NA","NA"]
[null,2,null,"NA","NA","NA","NA","NA","NA","NA","NA"]
[null,3,null,"NA","NA","NA","NA","NA","NA","NA","NA"]
[null,4,null,0.11731352562269118,152.78482503369398,1.4951175850716538,0.26446367435603302,0.415157501023528,0.70139418749471805,1.175146402808152,4.1364564179690717]
[null,5,null,0.18794959124792027,264.94979866078501,2.1535281065645129,0.41660729506817601,0.68986837780602905,1.0957913107050541,2.0784232547260681,6.8055487307710658]
[null,6,null,0.44656541287060897,2035.9394857335478,27.751076322873555,1.449293090997978,4.1398873783321841,9.9470447752703102,25.802042791280737,108.95939467249153]
[null,7,null,0.55219245613782764,1586.8095835330055,19.437178582516935,1.8836823484096681,4.7965795227689947,8.8457440319445411,17.987780273446482,56.02114628670693]
[null,8,null,0.5652604368244597,829.80649720970894,9.5904804509535548,1.5859949614474651,2.9063947605788218,4.925480344823562,9.1674082700763808,27.396473533356701]
[]
[null,"Retail Price",null,null,null,null,"Percentile"]
[null,null,null,"min","max","average",0.05,0.25,0.5,0.75,0.95]
[null,0,"Top-Loading EL0",411.80040000000002,427.21570000000003,419.43920000000003,413.11439999999999,416.84269999999998,418.24430000000001,422.91030000000001,427.21570000000003]
[null,1,"Top-Loading EL1",415.97899999999998,431.55070000000001,423.69529999999997,417.3064,421.07249999999999,422.48829999999998,427.20159999999998,431.55070000000001]
[null,2,"Top-Loading EL2",423.12310000000002,438.9622,430.97190000000001,424.47320000000002,428.30399999999997,429.74419999999998,434.53840000000002,438.9622]
[null,3,"Top-Loading EL3",429.3236,445.39479999999998,437.28739999999999,430.69349999999997,434.58049999999997,436.04169999999999,440.90620000000001,445.39479999999998]
[null,4,"Top-Loading EL4",434.5806,450.84859999999998,442.64190000000002,435.96730000000002,439.90179999999998,441.3809,446.30500000000001,450.84859999999998]
[null,5,"Top-Loading EL5",430.90069999999997,447.03100000000001,438.89370000000002,432.27569999999997,436.17689999999999,437.64350000000002,442.5258,447.03100000000001]
[null,6,"Top-Loading EL6",445.72800000000001,462.41329999999999,453.99610000000001,447.15030000000002,451.18579999999997,452.70280000000002,457.75319999999999,462.41329999999999]
[null,7,"Top-Loading EL7",493.1755,511.63690000000003,502.32369999999997,494.7491,499.21420000000001,500.89269999999999,506.48070000000001,511.63690000000003]
[null,8,"Top-Loading EL8",505.44170000000003,524.3623,514.81740000000002,507.05450000000002,511.63060000000002,513.35090000000002,519.0779,524.3623]
[null,0,"Front-Loading Level 0",861.57169999999996,893.82360000000006,876.58280000000002,861.57169999999996,871.61739999999998,875.05359999999996,883.62450000000001,893.82360000000006]
[null,1,"Front-Loading Level 1",866.82870000000003,899.27729999999997,881.93140000000005,866.82870000000003,876.9357,880.39279999999997,889.01599999999996,899.27729999999997]
[null,2,"Front-Loading Level 2",863.14880000000005,895.4597,878.18740000000003,863.14880000000005,873.21289999999999,876.65539999999999,885.24199999999996,895.4597]
[null,3,"Front-Loading Level 3",865.84469999999999,898.25649999999996,880.93020000000001,865.84469999999999,875.9402,879.39350000000002,888.0068,898.25649999999996]
[null,4,"Front-Loading Level 4",869.88850000000002,902.45169999999996,885.04449999999997,869.88850000000002,880.03120000000001,883.50049999999999,892.15419999999995,902.45169999999996]
[null,5,"Front-Loading Level 5",884.71579999999994,917.83410000000003,900.13019999999995,884.71579999999994,895.03139999999996,898.55989999999997,907.36099999999999,917.83410000000003]
[null,6,"Front-Loading Level 6",915.71839999999997,949.99720000000002,931.67290000000003,915.71839999999997,926.3954,930.04759999999999,939.15710000000001,949.99720000000002]
[null,7,"Front-Loading Level 7",933.86159999999995,968.81960000000004,950.13229999999999,933.86159999999995,944.75019999999995,948.47479999999996,957.76480000000004,968.81960000000004]
[null,8,"Front-Loading Level 8",960.20029999999997,996.14430000000004,976.92989999999998,960.20029999999997,971.39599999999996,975.22559999999999,984.77760000000001,996.14430000000004]
[]
[null,"Total Installed Price",null,null,null,null,"Percentile"]
[null,null,null,"min","max","average",0.05,0.25,0.5,0.75,0.95]
[null,0,"Top-Loading EL0",411.80040000000002,427.21570000000003,419.43920000000003,413.11439999999999,416.84269999999998,418.24430000000001,422.91030000000001,427.21570000000003]
[null,1,"Top-Loading EL1",415.97899999999998,431.55070000000001,423.69529999999997,417.3064,421.07249999999999,422.48829999999998,427.20159999999998,431.55070000000001]
[null,2,"Top-Loading EL2",423.12310000000002,438.9622,430.97190000000001,424.47320000000002,428.30399999999997,429.74419999999998,434.53840000000002,438.9622]
[null,3,"Top-Loading EL3",429.3236,445.39479999999998,437.28739999999999,430.69349999999997,434.58049999999997,436.04169999999999,440.90620000000001,445.39479999999998]
[null,4,"Top-Loading EL4",434.5806,450.84859999999998,442.64190000000002,435.96730000000002,439.90179999999998,441.3809,446.30500000000001,450.84859999999998]
[null,5,"Top-Loading EL5",430.90069999999997,447.03100000000001,438.89370000000002,432.27569999999997,436.17689999999999,437.64350000000002,442.5258,447.03100000000001]
[null,6,"Top-Loading EL6",445.72800000000001,462.41329999999999,453.99610000000001,447.15030000000002,451.18579999999997,452.70280000000002,457.75319999999999,462.41329999999999]
[null,7,"Top-Loading EL7",493.1755,511.63690000000003,502.32369999999997,494.7491,499.21420000000001,500.89269999999999,506.48070000000001,511.63690000000003]
[null,8,"Top-Loading EL8",505.44170000000003,524.3623,514.81740000000002,507.05450000000002,511.63060000000002,513.35090000000002,519.0779,524.3623]
[null,0,"Front-Loading Level 0",861.57169999999996,893.82360000000006,876.58280000000002,861.57169999999996,871.61739999999998,875.05359999999996,883.62450000000001,893.82360000000006]
[null,1,"Front-Loading Level 1",866.82870000000003,899.27729999999997,881.93140000000005,866.82870000000003,876.9357,880.39279999999997,889.01599999999996,899.27729999999997]
[null,2,"Front-Loading Level 2",863.14880000000005,895.4597,878.18740000000003,863.14880000000005,873.21289999999999,876.65539999999999,885.24199999999996,895.4597]
[null,3,"Front-Loading Level 3",865.84469999999999,898.25649999999996,880.93020000000001,865.84469999999999,875.9402,879.39350000000002,888.0068,898.25649999999996]
[null,4,"Front-Loading Level 4",869.88850000000002,902.45169999999996,885.04449999999997,869.88850000000002,880.03120000000001,883.50049999999999,892.15419999999995,902.45169999999996]
[null,5,"Front-Loading Level 5",884.71579999999994,917.83410000000003,900.13019999999995,884.71579999999994,895.03139999999996,898.55989999999997,907.36099999999999,917.83410000000003]
[null,6,"Front-Loading Level 6",915.71839999999997,949.99720000000002,931.67290000000003,915.71839999999997,926.3954,930.04759999999999,939.15710000000001,949.99720000000002]
[null,7,"Front-Loading Level 7",933.86159999999995,968.81960000000004,950.13229999999999,933.86159999999995,944.75019999999995,948.47479999999996,957.76480000000004,968.81960000000004]
[null,8,"Front-Loading Level 8",960.20029999999997,996.14430000000004,976.92989999999998,960.20029999999997,971.39599999999996,975.22559999999999,984.77760000000001,996.14430000000004]
[]
[null,"Total Operating Cost (sum over lifetime discounted)",null,null,null,null,"Percentile"]
[null,null,null,"min","max","average",0.05,0.25,0.5,0.75,0.95]
[null,0,"Top-Loading EL0",2.6002000000000001,21654.661800000002,1877.9183,167.8785,637.87980000000005,1282.7195999999999,2419.5047,5621.2163]
[null,1,"Top-Loading EL1",2.7086000000000001,22051.9689,1911.4591,170.67160000000001,645.51319999999998,1305.1258,2462.9762000000001,5745.2062999999998]
[null,2,"Top-Loading EL2",2.1193,17922.359,1526.7815000000001,138.17949999999999,521.42449999999997,1044.8996,1961.0786000000001,4567.6549999999997]
[null,3,"Top-Loading EL3",12.961,18906.583999999999,1615.2786000000001,163.18629999999999,566.62639999999999,1108.6181999999999,2074.6307999999999,4759.6845999999996]
[null,4,"Top-Loading EL4",10.127599999999999,18834.687699999999,1605.0648000000001,159.5658,560.78499999999997,1101.0094999999999,2061.8923,4738.8667999999998]
[null,5,"Top-Loading EL5",2.3561999999999999,17346.3256,1463.8931,133.90809999999999,502.21449999999999,1001.1161,1881.0418,4371.0542999999998]
[null,6,"Top-Loading EL6",2.2277,15975.970799999999,1366.7298000000001,124.42400000000001,467.58839999999998,933.51800000000003,1755.1424,4065.3411000000001]
[null,7,"Top-Loading EL7",1.9798,13166.638000000001,1149.0675000000001,103.79259999999999,389.60820000000001,783.00099999999998,1477.9092000000001,3446.6156000000001]
[null,8,"Top-Loading EL8",1.9048,12401.501200000001,1090.1402,97.904300000000006,369.06330000000003,742.00429999999994,1405.1057000000001,3273.3456999999999]
[null,0,"Front-Loading Level 0",8.3004999999999995,13679.439200000001,1446.8788999999999,164.74809999999999,532.68460000000005,1039.2739999999999,1910.2777000000001,4001.7044999999998]
[null,1,"Front-Loading Level 1",7.0311000000000003,13566.5694,1434.2267999999999,160.4528,525.93600000000004,1028.0537999999999,1894.6914999999999,3977.0228999999999]
[null,2,"Front-Loading Level 2",3.6206999999999998,13377.0522,1407.4668999999999,147.82689999999999,510.41660000000002,1006.577,1859.6259,3917.8006]
[null,3,"Front-Loading Level 3",3.4916999999999998,12487.680700000001,1332.7754,139.8639,482.64589999999998,950.23429999999996,1761.7371000000001,3712.3308000000002]
[null,4,"Front-Loading Level 4",3.3614000000000002,11933.450999999999,1249.6270999999999,130.46619999999999,451.86680000000001,891.19370000000004,1653.7541000000001,3499.8919999999998]
[null,5,"Front-Loading Level 5",3.0861999999999998,10332.6299,1073.7827,111.595,386.30790000000002,764.89970000000005,1422.2773999999999,3004.1446999999998]
[null,6,"Front-Loading Level 6",3.0345,10389.139300000001,1050.1949,108.62909999999999,376.93819999999999,750.09130000000005,1392.2125000000001,2952.7431000000001]
[null,7,"Front-Loading Level 7",2.9849999999999999,10093.272199999999,1021.9398,106.0365,367.04790000000003,729.7758,1354.9653000000001,2873.8852000000002]
[null,8,"Front-Loading Level 8",2.7976000000000001,9344.2415999999994,913.61509999999998,94.111500000000007,325.1157,651.6721,1206.1579999999999,2580.2975000000001]
[]
[null,"Annual Electricity Use (kWh)",null,null,null,null,"Percentile"]
[null,null,null,"min","max","average",0.05,0.25,0.5,0.75,0.95]
[null,0,"Top-Loading EL0",0.79269580417856045,4598.337344808343,727.96353804942896,32.537831518733746,124.88411831436034,529.60157161590166,1050.7745656257002,2239.7900228165818]
[null,1,"Top-Loading EL1",0.79837821137697307,4362.8366514072295,733.78612147533681,32.491326552183061,125.21310892985619,536.4254908496348,1093.05211394505,2231.8986592708065]
[null,2,"Top-Loading EL2",0.64779442061903858,3280.9370640509037,540.73152540150727,26.340093900186982,98.549806478924054,393.24247674863136,796.20525766249375,1630.4822086192598]
[null,3,"Top-Loading EL3",20.282443926856743,3514.5639628229624,525.74147540573199,30.501297342292169,73.539827828062357,380.92615382988589,732.69485246484703,1600.001424616655]
[null,4,"Top-Loading EL4",15.052148649016267,3489.550129043484,518.67631119306952,25.347931952146315,68.501292691078035,374.98670291467494,726.55657405571515,1586.5434887271588]
[null,5,"Top-Loading EL5",0.93035139884698104,2971.5274614659756,455.41666386690082,11.344785343626805,52.758819329736347,334.42255935382116,661.38177706377894,1430.6763879746111]
[null,6,"Top-Loading EL6",0.93035139884698104,3066.9374588762926,462.18133392408083,11.353042315371374,52.967600904543367,337.17382955958897,668.16437353808703,1455.3891670698274]
[null,7,"Top-Loading EL7",0.91614538085094943,2723.3026543317383,430.6486982882567,10.703631594264969,50.62399404456135,318.04472119977692,634.73658657425847,1336.309014527282]
[null,8,"Top-Loading EL8",0.93035139884698104,2684.0170335523189,425.30554006278152,11.344785343626805,51.868629820536441,314.08414509822649,626.62463462959283,1317.7423908135308]
[null,0,"Front-Loading Level 0",25.056135870611456,2919.3796714391287,429.21229349773836,38.285674393655469,79.022834570114284,324.62198085143228,650.87178424378556,1186.9690773248931]
[null,1,"Front-Loading Level 1",19.825860197078907,2885.4968356366303,421.60303644171682,33.127881306458093,74.003266226153301,316.91524615156851,642.20252154295781,1176.6343505749026]
[null,2,"Front-Loading Level 2",5.7041158785410229,2827.120332519728,403.9480711700171,19.150396450488451,60.520994199477933,299.1341026931691,623.20403906034721,1157.394276815362]
[null,3,"Front-Loading Level 3",5.7041158785410229,2698.071847842195,392.68301831319587,19.150396450488451,60.430894481584538,290.16407419881716,610.75519999758762,1140.8469556401462]
[null,4,"Front-Loading Level 4",5.8477813741626488,2663.3593118577492,410.59692740300596,24.785973803813278,77.879858340373715,292.94384364037688,647.37382351842427,1211.4755074201089]
[null,5,"Front-Loading Level 5",5.8203105298632378,2489.448254157393,385.50495646740052,23.644605468656454,73.584495241856544,275.00192565603504,608.52827258968671,1140.6556598277771]
[null,6,"Front-Loading Level 6",5.8494985619185238,2406.5363344165899,387.49135178533697,24.764639136177337,75.296680210710761,272.20433019792517,619.96560937876473,1160.1024817902933]
[null,7,"Front-Loading Level 7",5.8581189524141415,2352.7086906802774,379.09417272357251,25.032287290143262,75.712099494124516,266.66234388456002,605.0368334955059,1131.093891057644]
[null,8,"Front-Loading Level 8",5.8241395478057898,2157.0601475743129,361.1469934452341,23.564585230967666,67.206736714233912,251.22409004838079,579.97180888967307,1088.428647111775]
[]
[null,"Annual Gas Use (MMBtu)",null,null,null,null,"Percentile"]
[null,null,null,"min","max","average",0.05,0.25,0.5,0.75,0.95]
[null,0,"Top-Loading EL0",0,18.299483382652891,1.4760125855185025,0,0,0.64017512611202698,2.1726043768454701,5.8097755874481134]
[null,1,"Top-Loading EL1",0,16.889391058745254,1.1583938967958212,0,0,0.403784223313079,1.4881865625373061,5.0735256049497242]
[null,2,"Top-Loading EL2",0,12.742588866131422,0.94047056068280288,0,0,0.36634676868094201,1.301805013589233,3.8633019025859578]
[null,3,"Top-Loading EL3",0,14.887740961965003,1.3619389241462314,0,0,0.67336890594524601,2.1306039710106721,5.2643308005603826]
[null,4,"Top-Loading EL4",0,14.789580558975047,1.3486464021496956,0,0,0.66544405596684097,2.1054893803176982,5.2296211132965036]
[null,5,"Top-Loading EL5",0,12.366772677268862,1.0205586388564376,0,0,0.45518260864173199,1.5193926388645149,4.027226444819167]
[null,6,"Top-Loading EL6",0,12.848352588357479,1.0972721096440055,0,0,0.507233684390485,1.6621621444914541,4.3195625565878943]
[null,7,"Top-Loading EL7",0,11.201745647649055,0.86071066797199003,0,0,0.35458948879601399,1.22940549915626,3.4654033311443122]
[null,8,"Top-Loading EL8",0,11.007750768143316,0.8450040087069246,0,0,0.347618936959669,1.2059058948922949,3.4021718362451052]
[null,0,"Front-Loading Level 0",0,10.876575399232813,1.1736730046519044,0,0,0.65516060695464196,1.6814940479853411,4.3906291627271621]
[null,1,"Front-Loading Level 1",0,10.746935182403204,1.1532943642016074,0,0,0.636284876894324,1.640913221413471,4.3415222995386404]
[null,2,"Front-Loading Level 2",0,10.542868874867811,1.1212164025089855,0,0,0.605996315719876,1.5892593703249529,4.272750583754668]
[null,3,"Front-Loading Level 3",0,9.9739220230853345,1.0317814755137438,0,0,0.52968098522112805,1.4411420270914399,4.0725714679132539]
[null,4,"Front-Loading Level 4",0,9.4390640324846178,0.90344236715836357,0,0,0.36274479892413503,1.182550852076816,3.9056218464432328]
[null,5,"Front-Loading Level 5",0,8.8035494850670908,0.83659364198113018,0,0,0.32655333265880299,1.0887032428087331,3.6426636239347001]
[null,6,"Front-Loading Level 6",0,8.3114592269735077,0.72956165009575591,0,0,0.198331035100731,0.82393730708800905,3.4765141885289328]
[null,7,"Front-Loading Level 7",0,8.1000753635383127,0.71430579734171795,0,0,0.19974467972490401,0.80553923591274201,3.3882847055052561]
[null,8,"Front-Loading Level 8",0,7.287542934399708,0.58004260364257043,0,0,4.7079345522930999E-2,0.671249130589881,3.0652565454241678]
[]
[null,"Annual Oil Use (MMBtu)",null,null,null,null,"Percentile"]
[null,null,null,"min","max","average",0.05,0.25,0.5,0.75,0.95]
[null,0,"Top-Loading EL0",0,6.5431919073823552,4.6641879449218444E-2,0,0,0,0,0]
[null,1,"Top-Loading EL1",0,3.9178531502247664,2.7927659301319352E-2,0,0,0,0,0]
[null,2,"Top-Loading EL2",0,3.6476985212091941,2.6001914218865618E-2,0,0,0,0,0]
[null,3,"Top-Loading EL3",0,6.9994652254375698,4.9894335650696377E-2,0,0,0,0,0]
[null,4,"Top-Loading EL4",0,6.9084463125255855,4.9245524913714915E-2,0,0,0,0,0]
[null,5,"Top-Loading EL5",0,4.6619056212648866,3.3231493599529593E-2,0,0,0,0,0]
[null,6,"Top-Loading EL6",0,5.2280889553603993,3.7267422117115145E-2,0,0,0,0,0]
[null,7,"Top-Loading EL7",0,3.559953763835515,2.5376442667113214E-2,0,0,0,0,0]
[null,8,"Top-Loading EL8",0,3.4899718748346209,2.4877590290993002E-2,0,0,0,0,0]
[null,0,"Front-Loading Level 0",0,2.7772900965913681,4.8057442178718851E-2,0,0,0,0,0]
[null,1,"Front-Loading Level 1",0,2.6918339315591018,4.6578732873236661E-2,0,0,0,0,0]
[null,2,"Front-Loading Level 2",0,2.5573176180204538,4.4251100636362256E-2,0,0,0,0,0]
[null,3,"Front-Loading Level 3",0,2.1822795530624552,3.7761548052835568E-2,0,0,0,0,0]
[null,4,"Front-Loading Level 4",0,1.4670339720174626,2.5385140850418899E-2,0,0,0,0,0]
[null,5,"Front-Loading Level 5",0,1.3189214654356112,2.2822243935279072E-2,0,0,0,0,0]
[null,6,"Front-Loading Level 6",0,0.75136767001926452,1.3001453611643479E-2,0,0,0,0,0]
[null,7,"Front-Loading Level 7",0,0.75928914154708782,1.313852451409833E-2,0,0,0,0,0]
[null,8,"Front-Loading Level 8",0,0.17011269627189299,2.9435819740206621E-3,0,0,0,0,0]
[]
[null,"Annual Water Use (1000 gal)",null,null,null,null,"Percentile"]
[null,null,null,"min","max","average",0.05,0.25,0.5,0.75,0.95]
[null,0,"Top-Loading EL0",2.6871711929591816E-2,39.567983823843541,9.0287343743104742,1.1006579888821399,4.2676832377928244,7.1020345644377274,12.407843406333633,22.549634963462285]
[null,1,"Top-Loading EL1",2.9390934922991049E-2,43.277482307328874,9.8751782219020896,1.20384467533984,4.6677785413359008,7.7678503048537637,13.571078725677411,24.663663241286873]
[null,2,"Top-Loading EL2",2.5003357190570015E-2,36.816874021665072,8.4009783645775737,1.024130688539002,3.9709568430299562,6.6082394549214039,11.545142396066588,20.981788543495231]
[null,3,"Top-Loading EL3",2.6231211997450203E-2,38.624862260894524,8.8135302306658989,1.0744232864174339,4.1659609942911722,6.9327542197946874,12.112096604618751,22.012153775000645]
[null,4,"Top-Loading EL4",2.6231211997450203E-2,38.624862260894524,8.8135302306658989,1.0744232864174339,4.1659609942911722,6.9327542197946874,12.112096604618751,22.012153775000645]
[null,5,"Top-Loading EL5",2.5654937117288539E-2,37.776310624286147,8.6199053200833831,1.0508192245584811,4.0744387774383357,6.7804481766125884,11.846005315355727,21.528567607498296]
[null,6,"Top-Loading EL6",2.1889432625533677E-2,32.231691018034297,7.3547183483561547,0.89658518796710596,3.4764128517585098,5.785247605727533,10.107307378954847,18.368711176883476]
[null,7,"Top-Loading EL7",1.7228404740515284E-2,25.368433610388628,5.7886408764276576,0.70567075752479302,2.7361626351776822,4.5533654974367286,7.9551071670221196,14.457368362660324]
[null,8,"Top-Loading EL8",1.5599737511316408E-2,22.97025820763735,5.2414184354045599,0.63896099218698399,2.4775026788560939,4.1229183794397652,7.2030803518390831,13.090657838536822]
[null,0,"Front-Loading Level 0",2.6591293476480492E-2,31.337907913709859,7.8785400892860808,1.056010503113886,3.9155695955961218,6.8493986593617571,10.877884915359394,18.104002123561958]
[null,1,"Front-Loading Level 1",2.6591293476480492E-2,31.337907913709859,7.8785400892860808,1.056010503113886,3.9155695955961218,6.8493986593617571,10.877884915359394,18.104002123561958]
[null,2,"Front-Loading Level 2",2.6591293476480492E-2,31.337907913709859,7.8785400892860808,1.056010503113886,3.9155695955961218,6.8493986593617571,10.877884915359394,18.104002123561958]
[null,3,"Front-Loading Level 3",2.4952774755141311E-2,29.406909376552086,7.3930753470562962,0.990940596649452,3.6742976133676022,6.4273481884733767,10.20760469382169,16.98845855525613]
[null,4,"Front-Loading Level 4",2.2040940450236149E-2,25.975305141586645,6.5303492324035952,0.87530396498176399,3.2455298333502509,5.6773164533890572,9.0164404321294391,15.00601063537251]
[null,5,"Front-Loading Level 5",1.7211939618846823E-2,20.284315212753125,5.0995998529141229,0.68353158647737799,2.5344591647037462,4.4334600065475476,7.0410075579637228,11.718308915127878]
[null,6,"Front-Loading Level 6",1.6966261433163266E-2,19.994782837572945,5.0268096580075365,0.67377505678102201,2.4982830367912539,4.3701780967320749,6.940506278007418,11.551045205325199]
[null,7,"Front-Loading Level 7",1.6394235604901008E-2,19.320648924297853,4.8573283041178827,0.65105840017190797,2.4140521984899719,4.2228353980895577,6.7065037036703101,11.161596049015751]
[null,8,"Front-Loading Level 8",1.411996787711167E-2,16.640418544093816,4.1835021330440325,0.56074122137191096,2.0791661360630438,3.6370283804832919,5.7761532251766754,9.6132190281738108]
[]
[null,"Household Characteristics",null,null,null,null,"Percentile"]
[null,null,null,"min","max","average",0.05,0.25,0.5,0.75,0.95]
[null,null,"Top-Loading Washer Loads/yr",0.87709186725772781,1291.4977991208939,294.69761778062946,35.925443574648931,139.29705222011407,231.81019407222524,404.99163471301631,736.0194053845571]
[null,null,"Front-Loading Washer Loads/yr",1.0665356514607696,1256.9150147482737,315.99605690932731,42.354947903687005,157.04744010188034,274.71878597173787,436.29513866933769,726.12352294853122]
[null,null,"Top-Loading Household DUF",0,1,0.898725,0.25,1,1,1,1]
[null,null,"Front-Loading Household DUF",0,1,0.91327499999999995,0.25,1,1,1,1]
[null,null,"Top-Loading Base Case MEF",0.83977999999999997,1.8277799999999997,0.99753772800009244,0.83977999999999997,0.83977999999999997,0.97809999999999997,0.97809999999999997,1.5709]
[null,null,"Front-Loading Base Case MEF",1.48512,2.2034400000000001,1.8495955679998788,1.6647000000000001,1.6647000000000001,1.8442799999999999,1.8442799999999999,2.2034400000000001]
[null,null,"Top-Loading Lifetime",1.0951216856723176,46.0211792134685,14.225761269555678,3.9851212313721138,8.6924455854363707,13.261186164530525,18.739213699830032,27.483148787851128]
[null,null,"Front-Loading Lifetime",1.0951216856723176,46.0211792134685,14.225761269555678,3.9851212313721138,8.6924455854363707,13.261186164530525,18.739213699830032,27.483148787851128]
[null,null,"Top-Loading Discount Rate",0,0.253,4.8780730749768485E-2,3.7609853452961334E-4,1.9513139544855E-2,3.6452842097932002E-2,7.0728160232930007E-2,0.12785651207787599]
[null,null,"Front-Loading Discount Rate",0,0.253,4.679337187656827E-2,1.0770171102884862E-3,1.9212506932779001E-2,3.5000000000000003E-2,6.5000000000000002E-2,0.126]
[null,null,"TL CW Avg Elec Price (2007)",8.9499999999999996E-2,0.1943,0.1186,8.9499999999999996E-2,0.10050000000000001,0.1072,0.13350000000000001,0.17929999999999999]
[null,null,"TL CW Avg Gas Price (2007)",9.2140000000000004,39.352899999999998,14.7387,9.2140000000000004,11.8439,13.969099999999999,16.6357,21.350899999999999]
[null,null,"TL CW Avg Oil Price (2007)",23.868200000000002,26.0412,24.6248,23.868200000000002,24.2529,24.523299999999999,25.009,26.0412]
[null,null,"TL CW Avg Water Price (2007)",6.0970000000000004,7.7869999999999999,7.1837999999999997,6.0970000000000004,7.3912000000000004,7.4661,7.4661,7.7869999999999999]
[null,null,"FL CW Avg Elec Price (2007)",8.9499999999999996E-2,0.1943,0.1215,8.9499999999999996E-2,0.1042,0.1072,0.1401,0.1943]
[null,null,"FL CW Avg Gas Price (2007)",9.2140000000000004,34.515700000000002,14.7652,9.2140000000000004,11.8439,13.969099999999999,16.6357,21.350899999999999]
[null,null,"FL CW Avg Oil Price (2007)",23.868200000000002,26.0412,24.699000000000002,23.868200000000002,24.2529,24.568100000000001,25.186399999999999,26.0412]
[null,null,"FL CW Avg Water Price (2007)",6.0970000000000004,7.7869999999999999,7.2255000000000003,6.0970000000000004,7.3912000000000004,7.4661,7.7869999999999999,7.7869999999999999]

{"sheet":"Rebuttable Payback","index":7,"n_rows":121,"n_cols":15,"rows_kept":121,"cut":false,"hidden":false,"merged":[]}
[null,"Rebuttable Payback"]
[]
[null,"Import Parameters",null,null,null,null,"Unit 1"]
[null,"from: Energy Price, Ownership & Application, ",null,null,null,null,null,null,null,"Installed","UEC","Annual","Price","Oper. Cost","Rebuttable"]
[null,"      Energy Price Trend",null,null,null,null,"EL",null,"FLNE","Price","Elec","Oper. Cost","Increase","Saving","Payback"]
[null,"Average 2010 Energy Price by Sector (2011$/kWh)",null,null,null,null,null,null,null,"$","kWh/yr","$ / year",null,null,"year"]
[null,"Indus.","Comm.","Agri.",null,null,0,0,{"$f":"'LCC and Payback'!N7","v":0.82499999999999996},{"$f":"C74","v":584.92384179225803},{"$f":"C22","v":13589.392530457662},{"$f":"K7 * C$10","v":1283.8884363275067}]
[null,{"$f":"'Energy Price'!C28","v":8.34885087773585E-2},{"$f":"'Energy Price'!D28","v":0.11179745569240408},{"$f":"'Energy Price'!E28","v":8.5218561003928814E-2},null,null,1,0,{"$f":"'LCC and Payback'!N8","v":0.875},{"$f":"C75","v":588.77442476159956},{"$f":"C23","v":13589.392530457662},1283.8884363275067,{"$f":"J8 - J$7","v":3.8505829693415308},{"$f":"L$7 -L8","v":0},{"$f":"IF(N8<=0, -1, M8 / N8)","v":-1}]
[null,{"$f":"\"Energy Price by Product Class (in \" & StartYear & \")\"","v":"Energy Price by Product Class (in 2015)"},null,null,null,null,2,1,{"$f":"'LCC and Payback'!N9","v":0.89500000000000002},651.56062274460862,13589.392530457662,1283.8884363275067,{"$f":"J9 - J$7","v":66.636780952350591},{"$f":"L$7 -L9","v":0},{"$f":"IF(N9<=0, -1, M9 / N9)","v":-1}]
[null,"Unit 1",{"$f":"SUMPRODUCT(B$8:D$8,'Sectors and Applications'!E76:G76,'Energy Price Trend'!C$19:E$19)","v":9.4477250064706753E-2},"$/kWh",null,null,3,2,{"$f":"'LCC and Payback'!N10","v":0.90200000000000002},665.69715853248226,13589.392530457662,1283.8884363275067,{"$f":"J10 - J$7","v":80.773316740224232},{"$f":"L$7 -L10","v":0},{"$f":"IF(N10<=0, -1, M10 / N10)","v":-1}]
[null,"Unit 2",{"$f":"SUMPRODUCT(B$8:D$8,'Sectors and Applications'!E77:G77,'Energy Price Trend'!C$19:E$19)","v":9.7382646788340438E-2},"$/kWh",null,null,4,3,{"$f":"'LCC and Payback'!N11","v":0.91},910.34287225969922,13589.392530457662,1283.8884363275067,{"$f":"J11 - J$7","v":325.41903046744119},{"$f":"L$7 -L11","v":0},-1]
[null,"Unit 3",{"$f":"SUMPRODUCT(B$8:D$8,'Sectors and Applications'!E78:G78,'Energy Price Trend'!C$19:E$19)","v":8.5873966157835852E-2},"$/kWh",null,null,5,null,{"$f":"'LCC and Payback'!N12","v":0.91700000000000004},999.30056769065266,13589.392530457662,1283.8884363275067,{"$f":"J12 - J$7","v":414.37672589839462},{"$f":"L$7 -L12","v":0},-1]
[null,"Unit 4",{"$f":"SUMPRODUCT(B$8:D$8,'Sectors and Applications'!E76:G76,'Energy Price Trend'!C$19:E$19)","v":9.4477250064706753E-2},"$/kWh"]
[null,"Unit 5",{"$f":"SUMPRODUCT(B$8:D$8,'Sectors and Applications'!E78:G78,'Energy Price Trend'!C$19:E$19)","v":8.5873966157835852E-2},"$/kWh",null,null,"Unit 2"]
[null,"Unit 6",{"$f":"SUMPRODUCT(B$8:D$8,'Sectors and Applications'!E76:G76,'Energy Price Trend'!C$19:E$19)","v":9.4477250064706753E-2},"$/kWh",null,null,null,null,null,"Installed","UEC","Annual","Price","Oper. Cost","Rebuttable"]
[null,"Unit 7",{"$f":"SUMPRODUCT(B$8:D$8,'Sectors and Applications'!E77:G77,'Energy Price Trend'!C$19:E$19)","v":9.7382646788340438E-2},"$/kWh",null,null,"EL",null,"FLNE","Price","Elec","Oper. Cost","Increase","Saving","Payback"]
[null,"Unit 8",{"$f":"SUMPRODUCT(B$8:D$8,'Sectors and Applications'!E78:G78,'Energy Price Trend'!C$19:E$19)","v":8.5873966157835852E-2},"$/kWh",null,null,null,null,null,"$","kWh/yr","$ / year",null,null,"year"]
[null,null,null,null,null,null,0,0,{"$f":"'LCC and Payback'!N14","v":0.89500000000000002},{"$f":"C81","v":1572.3215109863261},{"$f":"C29","v":81536.355182745974},{"$f":"K18 * C$11","v":7940.2260771700221}]
[null,"from: Energy Use",null,null,null,null,1,0,{"$f":"'LCC and Payback'!N15","v":0.92400000000000004},1960.8543787103731,79310.120144350905,7723.4294167581684,{"$f":"J19 - J$18","v":388.53286772404704},{"$f":"L$18 - L19","v":216.79666041185374},{"$f":"IF(N19<=0, -1, M19 / N19)","v":1.7921533799733906}]
[null,"UEC (kwh/yr)",null,null,null,null,2,1,{"$f":"'LCC and Payback'!N16","v":0.93600000000000005},2252.1777632533567,79310.120144350905,7723.4294167581684,{"$f":"J20 - J$18","v":679.85625226703064},{"$f":"L$18 - L20","v":216.79666041185374},{"$f":"IF(N20<=0, -1, M20 / N20)","v":3.1359166279383257}]
[null,"Unit 1",null,null,null,null,3,2,{"$f":"'LCC and Payback'!N17","v":0.94099999999999995},2263.4738777662478,79310.120144350905,7723.4294167581684,{"$f":"J21 - J$18","v":691.15236677992175},{"$f":"L$18 - L21","v":216.79666041185374},{"$f":"IF(N21<=0, -1, M21 / N21)","v":3.1880212797878125}]
[null,0,{"$f":"'Energy Use'!G91","v":13589.392530457662},null,null,null,4,3,{"$f":"'LCC and Payback'!N18","v":0.94499999999999995},3444.4231467010859,79310.120144350905,7723.4294167581684,1872.1016357147598,{"$f":"L$18 - L22","v":216.79666041185374},8.6352881643023665]
[null,1,{"$f":"'Energy Use'!G92","v":13589.392530457662},null,null,null,5,null,{"$f":"'LCC and Payback'!N19","v":0.94499999999999995},3444.4231467010859,79310.120144350905,7723.4294167581684,1872.1016357147598,{"$f":"L$18 - L23","v":216.79666041185374},8.6352881643023665]
[null,2,{"$f":"'Energy Use'!G93","v":13589.392530457662}]
[null,3,{"$f":"'Energy Use'!G94","v":13589.392530457662},null,null,null,"Unit 3"]
[null,4,{"$f":"'Energy Use'!G95","v":13589.392530457662},null,null,null,null,null,null,"Installed","UEC","Annual","Price","Oper. Cost","Rebuttable"]
[null,5,{"$f":"'Energy Use'!G96","v":13589.392530457662},null,null,null,"EL",null,"FLNE","Price","Elec","Oper. Cost","Increase","Saving","Payback"]
[null,"Unit 2",null,null,null,null,null,null,null,"$","kWh/yr","$ / year",null,null,"year"]
[null,0,{"$f":"'Energy Use'!G98","v":81536.355182745974},null,null,null,0,0,{"$f":"'LCC and Payback'!N21","v":0.93},{"$f":"C88","v":3469.1044511398118},{"$f":"C36","v":294516.76554662862},{"$f":"K29 * C$12","v":25291.322757466463}]
[null,1,{"$f":"'Energy Use'!G99","v":79310.120144350905},null,null,null,1,0,{"$f":"'LCC and Payback'!N22","v":0.94099999999999995},3816.6897963076867,{"$f":"C37","v":294516.76554662862},25291.322757466463,{"$f":"J30 - J$29","v":347.58534516787495},{"$f":"L$29 - L30","v":0},{"$f":"IF(N30<=0, -1, M30 / N30)","v":-1}]
[null,2,{"$f":"'Energy Use'!G100","v":79310.120144350905},null,null,null,2,1,{"$f":"'LCC and Payback'!N23","v":0.95399999999999996},4282.0686880588419,294516.76554662862,25291.322757466463,{"$f":"J31 - J$29","v":812.9642369190301},{"$f":"L$29 - L31","v":0},{"$f":"IF(N31<=0, -1, M31 / N31)","v":-1}]
[null,3,{"$f":"'Energy Use'!G101","v":79310.120144350905},null,null,null,3,2,{"$f":"'LCC and Payback'!N24","v":0.95799999999999996},4762.9137109196517,294516.76554662862,25291.322757466463,{"$f":"J32 - J$29","v":1293.80925977984},{"$f":"L$29 - L32","v":0},{"$f":"IF(N32<=0, -1, M32 / N32)","v":-1}]
[null,4,{"$f":"'Energy Use'!G102","v":79310.120144350905},null,null,null,4,3,{"$f":"'LCC and Payback'!N25","v":0.96199999999999997},6032.2473025154522,294516.76554662862,25291.322757466463,2563.1428513756405,0,-1]
[null,5,{"$f":"'Energy Use'!G103","v":79310.120144350905},null,null,null,5,null,{"$f":"'LCC and Payback'!N26","v":0.96499999999999997},6629.3641273336161,294516.76554662862,25291.322757466463,3160.2596761938044,0,-1]
[null,"Unit 3"]
[null,0,{"$f":"'Energy Use'!G105","v":294516.76554662862},null,null,null,"Unit 4"]
[null,1,{"$f":"'Energy Use'!G106","v":294516.76554662862},null,null,null,null,null,null,"Installed","UEC","Annual","Price","Oper. Cost","Rebuttable"]
[null,2,{"$f":"'Energy Use'!G107","v":294516.76554662862},null,null,null,"EL",null,"FLNE","Price","Elec","Oper. Cost","Increase","Saving","Payback"]
[null,3,{"$f":"'Energy Use'!G108","v":294516.76554662862},null,null,null,null,null,null,"$","kWh/yr","$ / year",null,null,"year"]
[null,4,{"$f":"'Energy Use'!G109","v":294516.76554662862},null,null,null,0,0,{"$f":"'LCC and Payback'!N28","v":0.875},{"$f":"C95","v":583.63018718883018},{"$f":"C43","v":14118.254612403676},{"$f":"K40 * C$13","v":1333.8538714932615}]
[null,5,{"$f":"'Energy Use'!G110","v":294516.76554662862},null,null,null,1,1,{"$f":"'LCC and Payback'!N29","v":0.89500000000000002},{"$f":"C96","v":628.62250337808393},{"$f":"C44","v":14118.254612403676},{"$f":"K41 * C$13","v":1333.8538714932615},{"$f":"J41 - J$40","v":44.992316189253756},{"$f":"L$40 - L41","v":0},{"$f":"IF(N41<=0, -1, M41 / N41)","v":-1}]
[null,"Unit 4",null,null,null,null,2,2,{"$f":"'LCC and Payback'!N30","v":0.90200000000000002},{"$f":"C97","v":904.17068294189187},{"$f":"C45","v":14118.254612403676},{"$f":"K42 * C$13","v":1333.8538714932615},{"$f":"J42 - J$40","v":320.54049575306169},{"$f":"L$40 - L42","v":0},-1]
[null,0,{"$f":"'Energy Use'!G112","v":14118.254612403676},null,null,null,3,null,{"$f":"'LCC and Payback'!N31","v":0.91},{"$f":"C98","v":963.01672025401206},{"$f":"C46","v":14118.254612403676},{"$f":"K43 * C$13","v":1333.8538714932615},{"$f":"J43 - J$40","v":379.38653306518188},{"$f":"L$40 - L43","v":0},{"$f":"IF(N43<=0, -1, M43 / N43)","v":-1}]
[null,1,{"$f":"'Energy Use'!G113","v":14118.254612403676}]
[null,2,{"$f":"'Energy Use'!G114","v":14118.254612403676},null,null,null,"Unit 5"]
[null,3,{"$f":"'Energy Use'!G115","v":14118.254612403676},null,null,null,null,null,null,"Installed","UEC","Annual","Price","Oper. Cost","Rebuttable"]
[null,"Unit 5",null,null,null,null,"EL",null,"FLNE","Price","Elec","Oper. Cost","Increase","Saving","Payback"]
[null,0,{"$f":"'Energy Use'!G117","v":127177.56539911256},null,null,null,null,null,null,"$","kWh/yr","$ / year",null,null,"year"]
[null,1,{"$f":"'Energy Use'!G118","v":127177.56539911256},null,null,null,0,0,{"$f":"'LCC and Payback'!N33","v":0.93},{"$f":"C100","v":2791.3960343516655},{"$f":"C48","v":127177.56539911256},{"$f":"K49 * C$14","v":10921.241947119348}]
[null,2,{"$f":"'Energy Use'!G119","v":127177.56539911256},null,null,null,1,1,{"$f":"'LCC and Payback'!N34","v":0.94099999999999995},{"$f":"C101","v":3178.7751266225164},{"$f":"C49","v":127177.56539911256},{"$f":"K50 * C$14","v":10921.241947119348},{"$f":"J50 - J$49","v":387.37909227085083},{"$f":"L$49 - L50","v":0},{"$f":"IF(N50<=0, -1, M50 / N50)","v":-1}]
[null,3,{"$f":"'Energy Use'!G120","v":127177.56539911256},null,null,null,2,2,{"$f":"'LCC and Payback'!N35","v":0.94499999999999995},{"$f":"C102","v":3678.6793259463284},{"$f":"C50","v":127177.56539911256},{"$f":"K51 * C$14","v":10921.241947119348},{"$f":"J51 - J$49","v":887.28329159466284},{"$f":"L$49 - L51","v":0},-1]
[null,"Unit 6",null,null,null,null,3,null,{"$f":"'LCC and Payback'!N36","v":0.95},{"$f":"C103","v":3956.7402719852253},{"$f":"C51","v":127177.56539911256},{"$f":"K52 * C$14","v":10921.241947119348},{"$f":"J52 - J$49","v":1165.3442376335597},{"$f":"L$49 - L52","v":0},{"$f":"IF(N52<=0, -1, M52 / N52)","v":-1}]
[null,0,{"$f":"'Energy Use'!G122","v":25.685636499999998}]
[null,1,{"$f":"'Energy Use'!G123","v":25.685636499999998},null,null,null,"Unit 6"]
[null,2,{"$f":"'Energy Use'!G124","v":25.685636499999998},null,null,null,null,null,null,"Installed","UEC","Annual","Price","Oper. Cost","Rebuttable"]
[null,3,{"$f":"'Energy Use'!G125","v":25.685636499999998},null,null,null,"EL",null,"FLNE","Price","Elec","Oper. Cost","Increase","Saving","Payback"]
[null,4,{"$f":"'Energy Use'!G126","v":25.685636499999998},null,null,null,null,null,null,"$","kWh/yr","$ / year",null,null,"year"]
[null,"Unit 7",null,null,null,null,0,0,{"$f":"'LCC and Payback'!N38","v":0.875},{"$f":"C105","v":589.12633015014808},{"$f":"C53","v":25.685636499999998},{"$f":"K58 * C$15","v":2.4267083026816589}]
[null,0,{"$f":"'Energy Use'!G128","v":2183.4543419999995},null,null,null,1,1,{"$f":"'LCC and Payback'!N39","v":0.89500000000000002},{"$f":"C106","v":651.91252813315714},{"$f":"C54","v":25.685636499999998},{"$f":"K59 * C$15","v":2.4267083026816589},{"$f":"J59 - J$58","v":62.78619798300906},{"$f":"L$58 - L59","v":0},{"$f":"IF(N59<=0, -1, M59 / N59)","v":-1}]
[null,1,{"$f":"'Energy Use'!G129","v":2183.4543419999995},null,null,null,2,2,{"$f":"'LCC and Payback'!N40","v":0.90200000000000002},{"$f":"C107","v":666.04906392103078},{"$f":"C55","v":25.685636499999998},{"$f":"K60 * C$15","v":2.4267083026816589},{"$f":"J60 - J$58","v":76.922733770882701},{"$f":"L$58 - L60","v":0},-1]
[null,2,{"$f":"'Energy Use'!G130","v":2183.4543419999995},null,null,null,3,3,{"$f":"'LCC and Payback'!N41","v":0.91},{"$f":"C108","v":910.69477764824774},{"$f":"C56","v":25.685636499999998},{"$f":"K61 * C$15","v":2.4267083026816589},{"$f":"J61 - J$58","v":321.56844749809966},{"$f":"L$58 - L61","v":0},-1]
[null,3,{"$f":"'Energy Use'!G131","v":2183.4543419999995},null,null,null,4,null,{"$f":"'LCC and Payback'!N42","v":0.91700000000000004},{"$f":"C109","v":999.65247307920117},{"$f":"C57","v":25.685636499999998},{"$f":"K62 * C$15","v":2.4267083026816589},{"$f":"J62 - J$58","v":410.52614292905309},{"$f":"L$58 - L62","v":0},{"$f":"IF(N62<=0, -1, M62 / N62)","v":-1}]
[null,4,{"$f":"'Energy Use'!G132","v":2183.4543419999995}]
[null,"Uni 8",null,null,null,null,"Unit 7"]
[null,0,{"$f":"'Energy Use'!G134","v":135638.22530250001},null,null,null,null,null,null,"Installed","UEC","Annual","Price","Oper. Cost","Rebuttable"]
[null,1,{"$f":"'Energy Use'!G135","v":135638.22530250001},null,null,null,"EL",null,"FLNE","Price","Elec","Oper. Cost","Increase","Saving","Payback"]
[null,2,{"$f":"'Energy Use'!G136","v":135638.22530250001},null,null,null,null,null,null,"$","kWh/yr","$ / year",null,null,"year"]
[null,3,{"$f":"'Energy Use'!G137","v":135638.22530250001},null,null,null,0,0,{"$f":"'LCC and Payback'!N44","v":0.92400000000000004},{"$f":"C111","v":1989.3681625801662},{"$f":"C59","v":2183.4543419999995},{"$f":"K68 * C$16","v":212.63056296545423}]
[null,4,{"$f":"'Energy Use'!G138","v":135638.22530250001},null,null,null,1,1,{"$f":"'LCC and Payback'!N45","v":0.93600000000000005},{"$f":"C112","v":2280.69154712315},{"$f":"C60","v":2183.4543419999995},{"$f":"K69 * C$16","v":212.63056296545423},{"$f":"J69 - J$68","v":291.32338454298383},{"$f":"L$68 - L69","v":0},{"$f":"IF(N69<=0, -1, M69 / N69)","v":-1}]
[null,null,null,null,null,null,2,2,{"$f":"'LCC and Payback'!N46","v":0.94099999999999995},{"$f":"C113","v":2291.9876616360411},{"$f":"C61","v":2183.4543419999995},{"$f":"K70 * C$16","v":212.63056296545423},{"$f":"J70 - J$68","v":302.61949905587494},{"$f":"L$68 - L70","v":0},-1]
[null,"from: Equipment Price ",null,null,null,null,3,3,{"$f":"'LCC and Payback'!N47","v":0.94499999999999995},{"$f":"C114","v":3472.9369305708788},{"$f":"C62","v":2183.4543419999995},{"$f":"K71 * C$16","v":212.63056296545423},{"$f":"J71 - J$68","v":1483.5687679907126},{"$f":"L$68 - L71","v":0},-1]
[null,"Avg. Total Installed Price (2011$)",null,null,null,null,4,null,{"$f":"'LCC and Payback'!N48","v":0.94499999999999995},{"$f":"C115","v":3472.9369305708788},{"$f":"C63","v":2183.4543419999995},{"$f":"K72 * C$16","v":212.63056296545423},{"$f":"J72 - J$68","v":1483.5687679907126},{"$f":"L$68 - L72","v":0},{"$f":"IF(N72<=0, -1, M72 / N72)","v":-1}]
[null,"Unit 1"]
[null,0,{"$f":"'Equipment Price'!C33","v":584.92384179225803},null,null,null,"Unit 8"]
[null,0,{"$f":"'Equipment Price'!C34","v":588.77442476159956},null,null,null,null,null,null,"Installed","UEC","Annual","Price","Oper. Cost","Rebuttable"]
[null,1,{"$f":"'Equipment Price'!C35","v":651.56062274460862},null,null,null,"EL",null,"FLNE","Price","Elec","Oper. Cost","Increase","Saving","Payback"]
[null,2,{"$f":"'Equipment Price'!C36","v":665.69715853248226},null,null,null,null,null,null,"$","kWh/yr","$ / year",null,null,"year"]
[null,3,{"$f":"'Equipment Price'!C37","v":910.34287225969922},null,null,null,0,0,{"$f":"'LCC and Payback'!N50","v":0.94099999999999995},{"$f":"C117","v":3837.8428800348615},{"$f":"C65","v":135638.22530250001},{"$f":"K78 * C$17","v":11647.792369335801}]
[null,4,{"$f":"'Equipment Price'!C38","v":999.30056769065266},null,null,null,1,1,{"$f":"'LCC and Payback'!N51","v":0.95399999999999996},{"$f":"C118","v":4303.2217717860158},{"$f":"C66","v":135638.22530250001},{"$f":"K79 * C$17","v":11647.792369335801},{"$f":"J79 - J$78","v":465.37889175115424},{"$f":"L$78 - L79","v":0},{"$f":"IF(N79<=0, -1, M79 / N79)","v":-1}]
[null,"Unit 2",null,null,null,null,2,2,{"$f":"'LCC and Payback'!N52","v":0.95799999999999996},{"$f":"C119","v":4784.0667946468266},{"$f":"C67","v":135638.22530250001},{"$f":"K80 * C$17","v":11647.792369335801},{"$f":"J80 - J$78","v":946.22391461196503},{"$f":"L$78 - L80","v":0},{"$f":"IF(N80<=0, -1, M80 / N80)","v":-1}]
[null,0,{"$f":"'Equipment Price'!D33","v":1572.3215109863261},null,null,null,3,3,{"$f":"'LCC and Payback'!N53","v":0.96199999999999997},{"$f":"C120","v":6053.4003862426262},{"$f":"C68","v":135638.22530250001},{"$f":"K81 * C$17","v":11647.792369335801},{"$f":"J81 - J$78","v":2215.5575062077646},{"$f":"L$78 - L81","v":0},-1]
[null,0,{"$f":"'Equipment Price'!D34","v":1960.8543787103731},null,null,null,4,null,{"$f":"'LCC and Payback'!N54","v":0.96499999999999997},{"$f":"C121","v":6650.5172110607909},{"$f":"C69","v":135638.22530250001},{"$f":"K82 * C$17","v":11647.792369335801},{"$f":"J82 - J$78","v":2812.6743310259294},{"$f":"L$78 - L82","v":0},{"$f":"IF(N82<=0, -1, M82 / N82)","v":-1}]
[null,1,{"$f":"'Equipment Price'!D35","v":2252.1777632533567}]
[null,2,{"$f":"'Equipment Price'!D36","v":2263.4738777662478}]
[null,3,{"$f":"'Equipment Price'!D37","v":3444.4231467010859}]
[null,4,{"$f":"'Equipment Price'!D38","v":3444.4231467010859}]
[null,"Unit 3"]
[null,0,{"$f":"'Equipment Price'!E33","v":3469.1044511398118}]
[null,0,{"$f":"'Equipment Price'!E34","v":3816.6897963076867}]
[null,1,{"$f":"'Equipment Price'!E35","v":4282.0686880588419}]
[null,2,{"$f":"'Equipment Price'!E36","v":4762.9137109196517}]
[null,3,{"$f":"'Equipment Price'!E37","v":6032.2473025154522}]
[null,4,{"$f":"'Equipment Price'!E38","v":6629.3641273336161}]
[null,"Unit 4"]
[null,0,{"$f":"'Equipment Price'!F33","v":583.63018718883018}]
[null,1,{"$f":"'Equipment Price'!F34","v":628.62250337808393}]
[null,2,{"$f":"'Equipment Price'!F35","v":904.17068294189187}]
[null,3,{"$f":"'Equipment Price'!F36","v":963.01672025401206}]
[null,"Unit 5"]
[null,0,{"$f":"'Equipment Price'!G33","v":2791.3960343516655}]
[null,1,{"$f":"'Equipment Price'!G34","v":3178.7751266225164}]
[null,2,{"$f":"'Equipment Price'!G35","v":3678.6793259463284}]
[null,3,{"$f":"'Equipment Price'!G36","v":3956.7402719852253}]
[null,"Unit 6"]
[null,0,{"$f":"'Equipment Price'!H33","v":589.12633015014808}]
[null,1,{"$f":"'Equipment Price'!H34","v":651.91252813315714}]
[null,2,{"$f":"'Equipment Price'!H35","v":666.04906392103078}]
[null,3,{"$f":"'Equipment Price'!H36","v":910.69477764824774}]
[null,4,{"$f":"'Equipment Price'!H37","v":999.65247307920117}]
[null,"Unit 7"]
[null,0,{"$f":"'Equipment Price'!I33","v":1989.3681625801662}]
[null,1,{"$f":"'Equipment Price'!I34","v":2280.69154712315}]
[null,2,{"$f":"'Equipment Price'!I35","v":2291.9876616360411}]
[null,3,{"$f":"'Equipment Price'!I36","v":3472.9369305708788}]
[null,4,{"$f":"'Equipment Price'!I37","v":3472.9369305708788}]
[null,"Uni 8"]
[null,0,{"$f":"'Equipment Price'!J33","v":3837.8428800348615}]
[null,1,{"$f":"'Equipment Price'!J34","v":4303.2217717860158}]
[null,2,{"$f":"'Equipment Price'!J35","v":4784.0667946468266}]
[null,3,{"$f":"'Equipment Price'!J36","v":6053.4003862426262}]
[null,4,{"$f":"'Equipment Price'!J37","v":6650.5172110607909}]

{"sheet":"Energy Use","index":8,"n_rows":138,"n_cols":58,"rows_kept":138,"cut":false,"hidden":false,"merged":[[3,33,3,39],[3,40,3,43],[3,54,3,57]]}
["o","Energy Use Calculations"]
[]
[null,"Import Parameters",null,null,null,null,null,null,null,null,null,null,"Operating",null,null,null,null,null,null,null,null,null,null,null,null,null,null,null,null,null,null,null,null,null,null,null,null,null,null,null,null,null,null,null,null,"For RPM sensitivity case"]
[null,"from: Equipment Price",null,null,null,null,null,null,null,"iRU","EL","FLNE","Hours","Loss","No RPM Loss","RPM Loss","PF","RP","h (eff)",null,"iRU","EL","Losses vs. Loading  (watt)",null,null,null,null,null,null,"Polynomial Equation Coefficients",null,null,null,"Power Factor vs. Loading (kW / kVAr)",null,null,null,null,null,null,"Polynomial Equation Coefficients",null,null,null,null,"iRU","EL","Losses vs. Loading  (watt)",null,null,null,null,null,null,"Polynomial Equation Coefficients"]
[null,"Space Constrained?",null,null,null,{"$f":"SpcConst","v":true},null,null,null,null,null,null,"hrs/yr","watt","watt","watt","kW/kVAr","kVAr","%",null,null,null,0,0.25,0.5,0.75,1,1.25,1.5,"A","B","C","D",0,0.25,0.5,0.75,1,1.25,1.5,"A","B","C","D",null,null,null,0,0.25,0.5,0.75,1,1.25,1.5,"A","B","C","D"]
[null,null,null,null,null,null,null,null,null,1,0,{"$f":"'LCC and Payback'!N7","v":0.82499999999999996},{"$f":"INDEX(OperHr,iRU)","v":2556.7128160783773},{"$f":"IF(INDEX(xrpm,irpm)=0, O6, IF(OR(INDEX(iApp,iRU)=4,INDEX(iApp,iRU)=5),O6,IF(INDEX(iApp,iRU)=2, RPM_fac2*P6+(1-RPM_fac2)*O6,RPM_fac1*P6+(1-RPM_fac1)*O6)))","v":268.68977181453295},{"$f":"AD6+AE6*$E$10+AF6*$E$10^2+AG6*$E$10^3","v":268.68977181453295},{"$f":"BC6+BD6*$E$10+BE6*$E$10^2+BF6*$E$10^3","v":268.68600646034201},{"$f":"AO6+AP6*$E$10+AQ6*$E$10^2+AR6*$E$10^3","v":0.37270237470905437},{"$f":"(loss + INDEX(PoutWatt,iRU)) * SQRT(1/PF^2 - 1) / 1000","v":2.4916799766254631},{"$f":"INDEX(PoutWatt,iRU) / (INDEX(PoutWatt,iRU)+loss)","v":0.73151394932222313},null,1,0,{"$f":"$AD6+$AE6*W$5+$AF6*W$5^2+$AG6*W$5^3","v":234.15303055303025},282.8001187032433,381.36193228693173,545.58406791844209,791.2121222121209,1133.991691782315,1589.6683732433708,234.15303055303025,115.75303055303026,273.35303055303024,167.95303055303026,{"$f":"$AO6+$AP6*AH$5+$AQ6*AH$5^2+$AR6*AH$5^3","v":3.6249999999999977E-2},{"$f":"$AO6+$AP6*AI$5+$AQ6*AI$5^2+$AR6*AI$5^3","v":0.44331171875000003},0.67413124999999985,0.78444765625000012,0.83,0.86652734374999985,{"$f":"$AO6+$AP6*AN$5+$AQ6*AN$5^2+$AR6*AN$5^3","v":0.94976875000000049},3.6249999999999977E-2,2.05505,-1.85585,0.59455000000000002,null,1,0,{"$f":"$BC6+$BD6*AV$5+$BE6*AV$5^2+$BF6*AV$5^3","v":234.15},{"$f":"$BC6+$BD6*AW$5+$BE6*AW$5^2+$BF6*AW$5^3","v":282.79609375000001},381.35624999999993,545.57578124999998,791.2,1133.9742187500001,1589.64375,234.15,115.75,273.35000000000002,167.95]
[null,null,"Motor Capacity",null,"Motor","Operating",null,null,null,1,1,{"$f":"'LCC and Payback'!N8","v":0.875},{"$f":"INDEX(OperHr,iRU)","v":2556.7128160783773},188.44055671140552,{"$f":"AD7+AE7*$E$10+AF7*$E$10^2+AG7*$E$10^3","v":188.44055671140552},{"$f":"BC7+BD7*$E$10+BE7*$E$10^2+BF7*$E$10^3","v":187.91489545017856},{"$f":"AO7+AP7*$E$10+AQ7*$E$10^2+AR7*$E$10^3","v":0.36959652437586682},{"$f":"(loss + INDEX(PoutWatt,iRU)) * SQRT(1/PF^2 - 1) / 1000","v":2.314227488466793},{"$f":"INDEX(PoutWatt,iRU) / (INDEX(PoutWatt,iRU)+loss)","v":0.7952866928949941},null,1,1,169.56428546428577,197.01819163225454,260.25803524553578,368.97421806640642,532.85714185714301,761.59720838002249,1064.8848193973217,169.56428546428577,51.164285464285754,208.76428546428576,103.36428546428574,{"$f":"$AO7+$AP7*AH$5+$AQ7*AH$5^2+$AR7*AH$5^3","v":3.3750249999999954E-2},0.43999173828124993,0.66944421874999993,0.77761240234375018,0.82000099999999976,0.85211472265624977,0.9294582812500003,3.3750249999999954E-2,2.0525502499999999,-1.8583497499999999,0.59205025,null,1,1,{"$f":"$BC7+$BD7*AV$5+$BE7*AV$5^2+$BF7*AV$5^3","v":169.62},196.146046875,255.949375,356.84226562499998,506.63700000000006,713.14585937499999,984.18112500000007,169.62,49.966000000000001,203.72,83.331000000000003]
[null,"iRU","(rated power)",null,"Loading","Hours","Pout","Pout /yr",null,{"$f":"J7","v":1},2,{"$f":"'LCC and Payback'!N9","v":0.89500000000000002},2556.7128160783773,176.88810302256965,{"$f":"AD8+AE8*$E$10+AF8*$E$10^2+AG8*$E$10^3","v":176.88810302256965},{"$f":"BC8+BD8*$E$10+BE8*$E$10^2+BF8*$E$10^3","v":177.40317083709101},0.34494559895837157,{"$f":"(loss + INDEX(PoutWatt,iRU)) * SQRT(1/PF^2 - 1) / 1000","v":2.4733400252854367},{"$f":"INDEX(PoutWatt,iRU) / (INDEX(PoutWatt,iRU)+loss)","v":0.805394444517609},null,{"$f":"U7","v":1},2,157.97444109078202,183.7723045736949,230.62707704521628,311.06136235760704,437.59776436312802,622.75888691403998,879.06733386260385,157.97444109078202,77.774441090781991,68.274441090781991,133.57444109078202,6.6049999999999984E-2,0.40577734375000002,0.61633125,0.73273203125000008,0.79,0.82315546875000056,0.86721875000000059,6.6049999999999984E-2,1.66395,-1.31355,0.37354999999999999,null,{"$f":"AT7","v":1},2,157.94999999999999,184.55878124999998,233.643,318.37546874999998,451.92899999999997,647.47640624999997,{"$f":"$BC8+$BD8*BB$5+$BE8*BB$5^2+$BF8*BB$5^3","v":918.19049999999993},157.94999999999999,79.048000000000002,74.421000000000006,140.51]
[null,null,"HP","in kW","% of rated","hrs/yr","watt","kWh/yr",null,{"$f":"J8","v":1},3,{"$f":"'LCC and Payback'!N10","v":0.90200000000000002},2556.7128160783773,161.97391593506276,161.97391593506276,{"$f":"BC9+BD9*$E$10+BE9*$E$10^2+BF9*$E$10^3","v":161.9065068704578},0.41804050118032043,{"$f":"(loss + INDEX(PoutWatt,iRU)) * SQRT(1/PF^2 - 1) / 1000","v":1.9428116875491921},0.81882982120498493,null,{"$f":"U8","v":1},3,150.27082071602868,167.92599038801097,213.15748578763703,290.69169070083302,405.25498891352498,561.57376421163917,764.3744003811014,150.27082071602868,21.769872280543108,182.79953553374125,50.414760383211949,7.1275249999999957E-2,0.48948431640625001,0.71556609375000002,0.81168388671874991,0.84000099999999966,0.86268073828124936,0.94188640624999964,7.1275249999999957E-2,2.13997525,-2.0343247500000001,0.66307525,null,{"$f":"AT8","v":1},3,150.21,168.32068749999999,218.83100000000002,307.70306250000004,440.899,624.38093750000007,864.11099999999999,150.21,15.593,211.5,63.595999999999997]
[null,1,{"$f":"INDEX(HP,B10)","v":5},{"$f":"C10 * 745.7 / 1000","v":3.7284999999999999},{"$f":"INDEX(Loading,B10)","v":0.19634410769627572},{"$f":"INDEX(OperHr,B10)","v":2556.7128160783773},{"$f":"D10 * E10 * 1000","v":732.06900554556398},{"$f":"G10 * F10 / 1000","v":1871.6902087320959},null,1,4,{"$f":"'LCC and Payback'!N11","v":0.91},2556.7128160783773,160.57381368077912,160.57381368077912,163.63348997911913,0.4209052216914464,{"$f":"(loss + INDEX(PoutWatt,iRU)) * SQRT(1/PF^2 - 1) / 1000","v":1.9237595186349254},0.82011414843402974,null,1,4,143.54785746785683,167.0193058589926,209.16338651088552,274.83801324957437,368.90109990109795,496.21056029149509,661.6243082468045,143.54785746785683,63.017747477747051,110.51774747774705,51.817747477747048,7.3750000000000038E-2,0.49256640624999998,0.72021875000000002,0.81869921875000018,0.8500000000000002,0.87611328125000032,0.95903125000000067,7.3750000000000038E-2,2.14025,-2.0252499999999998,0.66125,null,1,4,143.43,171.76407812500003,228.09762500000002,321.52635937499997,461.14600000000002,656.05226562500002,915.34087499999998,143.43,69.465000000000003,151.22999999999999,97.021000000000001]
[null,2,30,{"$f":"C11 * 745.7 / 1000","v":22.370999999999999},{"$f":"INDEX(Loading,B11)","v":0.19634410769627572},684.12071921221536,{"$f":"D11 * E11 * 1000","v":4392.4140332733832},{"$f":"G11 * F11 / 1000","v":3004.9414475208146},null,1,5,{"$f":"'LCC and Payback'!N12","v":0.91700000000000004},2556.7128160783773,146.95655235878777,146.95655235878777,{"$f":"BC11+BD11*$E$10+BE11*$E$10^2+BF11*$E$10^3","v":154.24122986365802},0.41804050118032043,1.9101780088172535,0.83281879458756491,null,1,5,135.32794438386023,152.26836363481436,190.05239571973792,251.04516042461785,337.61177753544092,452.11736683819419,596.92704811886438,135.32794438386023,29.227944383860244,147.82794438386023,25.227944383860244,7.1275249999999957E-2,0.48948431640625001,0.71556609375000002,0.81168388671874991,0.84000099999999966,0.86268073828124936,0.94188640624999964,7.1275249999999957E-2,2.13997525,-2.0343247500000001,0.66307525,null,1,5,135.04,163.57250000000002,235.23999999999998,362.58250000000004,558.14,834.45249999999999,{"$f":"$BC11+$BD11*BB$5+$BE11*BB$5^2+$BF11*BB$5^3","v":1204.06},135.04,44.58,244.76,133.76]
[null,3,75,55.927500000000002,0.38469472894630286,2337.2426858325844,21515.014453144355,50285.810166193987]
[null,4,5,3.7284999999999999,0.68254456817653431,3549.9817439709209,2544.8674224462084,9034.2328905103732,null,2,0,{"$f":"'LCC and Payback'!N14","v":0.89500000000000002},{"$f":"INDEX(OperHr,iRU)","v":684.12071921221536},{"$f":"IF(INDEX(xrpm,irpm)=0, O13, IF(OR(INDEX(iApp,iRU)=4,INDEX(iApp,iRU)=5),O13,IF(INDEX(iApp,iRU)=2, RPM_fac2*P13+(1-RPM_fac2)*O13,RPM_fac1*P13+(1-RPM_fac1)*O13)))","v":1138.0339211754949},{"$f":"AD13+AE13*$E$11+AF13*$E$11^2+AG13*$E$11^3","v":1138.0339211754949},{"$f":"BC13+BD13*$E$11+BE13*$E$11^2+BF13*$E$11^3","v":1138.0111022078797},{"$f":"AO13+AP13*$E$11+AQ13*$E$11^2+AR13*$E$11^3","v":0.42401169325682364},{"$f":"(loss + INDEX(PoutWatt,iRU)) * SQRT(1/PF^2 - 1) / 1000","v":11.812616024871424},{"$f":"INDEX(PoutWatt,iRU) / (INDEX(PoutWatt,iRU)+loss)","v":0.79422391629957889},null,2,0,{"$f":"$AD13+$AE13*W$5+$AF13*W$5^2+$AG13*W$5^3","v":1059.3216482946923},1175.6521891413881,1454.703090552548,1927.6295070557994,2625.5865931787694,3579.7295034490853,4821.2133923943748,1059.3216482946923,181.42164829469237,1052.5216482946923,332.32164829469241,{"$f":"$AO13+$AP13*AH$5+$AQ13*AH$5^2+$AR13*AH$5^3","v":7.6250249999999992E-2},0.49588705078124989,0.72490671874999979,0.82553583984374979,0.8600009999999999,0.89052878515624934,0.97934578125000016,7.6250249999999992E-2,2.1427502499999997,-2.02274975,0.66375024999999999,null,2,0,{"$f":"$BC13+$BD13*AV$5+$BE13*AV$5^2+$BF13*AV$5^3","v":1059.3},{"$f":"$BC13+$BD13*AW$5+$BE13*AW$5^2+$BF13*AW$5^3","v":1175.6287500000001},1454.675,1927.59375,2625.5400000000004,3579.6687499999998,4821.1350000000002,1059.3,181.42,1052.5,332.32]
[null,5,50,37.284999999999997,0.38469472894630286,2227.1716618658797,14343.342968762901,31945.086996451952,null,2,1,{"$f":"'LCC and Payback'!N15","v":0.92400000000000004},684.12071921221536,894.26011988984772,{"$f":"AD14+AE14*$E$11+AF14*$E$11^2+AG14*$E$11^3","v":894.26011988984772},{"$f":"BC14+BD14*$E$11+BE14*$E$11^2+BF14*$E$11^3","v":909.60479871235907},{"$f":"AO14+AP14*$E$11+AQ14*$E$11^2+AR14*$E$11^3","v":0.36959652437586682},13.291080450940337,0.83084637070836387,null,2,1,863.11980519480505,915.0716162743505,1086.8246347402594,1391.140092329545,1840.7792207792199,2448.5032518262979,3227.073417207791,863.11980519480505,-14.780194805194967,856.31980519480499,136.11980519480505,3.3750249999999954E-2,0.43999173828124993,0.66944421874999993,0.77761240234375018,0.82000099999999976,0.85211472265624977,0.9294582812500003,3.3750249999999954E-2,2.0525502499999999,-1.8583497499999999,0.59205025,null,2,1,862.34900000000005,939.01876562500013,1187.777875,1653.9005468750001,2382.6610000000001,3419.3334531249998,4809.1921250000005,862.34900000000005,22.866,1014.521,482.92500000000001]
[null,6,5,3.7284999999999999,0.96173682236575719,0.89732037479864446,3585.8357421907258,3.2176434721489575,null,{"$f":"J14","v":2},2,{"$f":"'LCC and Payback'!N16","v":0.93600000000000005},684.12071921221536,683.95333420470536,683.95333420470536,709.20161179654781,{"$f":"AO15+AP15*$E$11+AQ15*$E$11^2+AR15*$E$11^3","v":0.36959652437586682},{"$f":"(loss + INDEX(PoutWatt,iRU)) * SQRT(1/PF^2 - 1) / 1000","v":12.762354010282479},0.86526717144498355,null,{"$f":"U14","v":2},2,639.650007053222,705.13621025627924,862.83057548906288,1131.5862573047232,1530.2564102564102,2077.6941888972738,2792.7527477804651,639.650007053222,102.66602815697667,586.84005981260896,201.1003152336024,3.3750249999999954E-2,0.43999173828124993,0.66944421874999993,0.77761240234375018,0.82000099999999976,0.85211472265624977,0.9294582812500003,3.3750249999999954E-2,2.0525502499999999,-1.8583497499999999,0.59205025,null,{"$f":"AT14","v":2},2,638.36,744.59781249999992,1027.8800000000001,1556.3796875,2398.27,3621.7240624999999,5294.9149999999991,638.36,161.76,870.97,727.18]
[null,7,30,22.370999999999999,0.96173682236575719,2.7097344804600505,21515.014453144355,58.299976511281592,null,{"$f":"J15","v":2},3,{"$f":"'LCC and Payback'!N17","v":0.94099999999999995},684.12071921221536,538.95177142231603,{"$f":"AD16+AE16*$E$11+AF16*$E$11^2+AG16*$E$11^3","v":538.95177142231603},{"$f":"BC16+BD16*$E$11+BE16*$E$11^2+BF16*$E$11^3","v":553.5385529255924},0.3971674095310545,11.39504907804138,0.89070943167324557,null,{"$f":"U15","v":2},3,509.6123381883649,556.83607415642211,705.6406341031842,979.83029973381031,1403.2093527534598,1999.5820748672916,2792.7527477804651,509.6123381883649,17.472338188364976,622.21233818836492,253.912338188365,7.4624999999999969E-2,0.46438007812499993,0.6809218749999999,0.77815898437499975,0.81,0.83035351562500015,0.89312812499999938,7.4624999999999969E-2,1.977325,-1.816975,0.5750249999999999,null,{"$f":"AT15","v":2},3,508.77,579.71418750000009,803.4464999999999,1236.4588125,1935.2429999999999,2956.2909374999999,4356.0945000000002,508.77,53.523000000000003,770.37,602.58000000000004]
[null,8,75,55.927500000000002,0.96173682236575719,4.2253957894748986,53787.536132860885,227.27362870201935,null,{"$f":"J16","v":2},4,{"$f":"'LCC and Payback'!N18","v":0.94499999999999995},684.12071921221536,505.29262617253988,505.29262617253988,544.99254296441347,0.41890429345404273,10.616426156817241,0.89683076972402764,null,{"$f":"U16","v":2},4,444.58492063492247,528.31278521825641,682.25922619047969,931.8572048611162,1302.5396825396897,1819.739620535725,2508.8899801587454,444.58492063492247,228.38492063492248,358.28492063492246,271.28492063492251,4.7100000000000003E-2,0.49324375000000004,0.71544999999999992,0.78815625000000011,0.78580000000000005,0.78281875000000012,0.85365000000000046,4.7100000000000003E-2,2.3317000000000001,-2.387,0.79400000000000004,null,{"$f":"AT16","v":2},4,443.29,591.12687499999993,937.29499999999996,1549.5006250000001,2495.4499999999998,3842.8493749999998,5659.4050000000007,443.29,284.95999999999998,1045,722.2]
[null,null,null,null,null,null,null,null,null,2,5,{"$f":"'LCC and Payback'!N19","v":0.94499999999999995},684.12071921221536,505.29262617253988,{"$f":"AD18+AE18*$E$11+AF18*$E$11^2+AG18*$E$11^3","v":505.29262617253988},{"$f":"BC18+BD18*$E$11+BE18*$E$11^2+BF18*$E$11^3","v":544.99254296441347},{"$f":"AO18+AP18*$E$11+AQ18*$E$11^2+AR18*$E$11^3","v":0.41890429345404273},10.616426156817241,0.89683076972402764,null,2,5,444.58492063492247,528.31278521825641,682.25922619047969,931.8572048611162,1302.5396825396897,1819.739620535725,2508.8899801587454,444.58492063492247,228.38492063492248,358.28492063492246,271.28492063492251,4.7100000000000003E-2,0.49324375000000004,0.71544999999999992,0.78815625000000011,0.78580000000000005,0.78281875000000012,0.85365000000000046,4.7100000000000003E-2,2.3317000000000001,-2.387,0.79400000000000004,null,2,5,443.29,591.12687499999993,937.29499999999996,1549.5006250000001,2495.4499999999998,3842.8493749999998,5659.4050000000007,443.29,284.95999999999998,1045,722.2]
[null,null,null,"Used to interpolate Loss and PF based on %Loading"]
[null,null,null,null,"(k)","(frac)",null,null,null,3,0,{"$f":"'LCC and Payback'!N21","v":0.93},{"$f":"INDEX(OperHr,iRU)","v":2337.2426858325844},{"$f":"IF(INDEX(xrpm,irpm)=0, O20, IF(OR(INDEX(iApp,iRU)=4,INDEX(iApp,iRU)=5),O20,IF(INDEX(iApp,iRU)=2, RPM_fac2*P20+(1-RPM_fac2)*O20,RPM_fac1*P20+(1-RPM_fac1)*O20)))","v":2161.4403849610608},{"$f":"AD20+AE20*$E$12+AF20*$E$12^2+AG20*$E$12^3","v":2161.4403849610608},{"$f":"BC20+BD20*$E$12+BE20*$E$12^2+BF20*$E$12^3","v":2161.4442308056182},{"$f":"AO20+AP20*$E$12+AQ20*$E$12^2+AR20*$E$12^3","v":0.5860179150787328},{"$f":"(loss + INDEX(PoutWatt,iRU)) * SQRT(1/PF^2 - 1) / 1000","v":32.737883543391121},{"$f":"INDEX(PoutWatt,iRU) / (INDEX(PoutWatt,iRU)+loss)","v":0.90870928947173335},null,3,0,{"$f":"$AD20+$AE20*W$5+$AF20*W$5^2+$AG20*W$5^3","v":1775.1975806451601},1958.2311617943533,2399.5204637096754,3137.6715095766099,4211.2903225806403,5658.9829259072512,7519.3553427419256,1775.1975806451601,267.09758064516024,1757.1975806451601,411.79758064516022,3.6249999999999977E-2,0.44331171875000003,0.67413124999999985,0.78444765625000012,0.83,0.86652734374999985,0.94976875000000049,3.6249999999999977E-2,2.05505,-1.85585,0.59455000000000002,null,3,0,{"$f":"$BC20+$BD20*AV$5+$BE20*AV$5^2+$BF20*AV$5^3","v":1775.2},1958.2343750000002,2399.5250000000001,3137.6781250000004,4211.3,5658.9968749999998,7519.375,1775.2,267.10000000000002,1757.2,411.8]
[null,null,null,"iRU","offset index","from offset",null,null,null,3,1,{"$f":"'LCC and Payback'!N22","v":0.94099999999999995},2337.2426858325844,1881.9593322893265,{"$f":"AD21+AE21*$E$12+AF21*$E$12^2+AG21*$E$12^3","v":1881.9593322893265},2002.8303296385288,{"$f":"AO21+AP21*$E$12+AQ21*$E$12^2+AR21*$E$12^3","v":0.58204427310860496},{"$f":"(loss + INDEX(PoutWatt,iRU)) * SQRT(1/PF^2 - 1) / 1000","v":32.687230434544603},0.91956398508849113,null,3,1,1599.38084459591,1724.724559228943,2069.8640836173317,2656.922621941942,3508.0233783836406,4645.2895571232939,6090.8443623417688,1599.38084459591,91.280844595910139,1581.38084459591,235.98084459591013,3.3750249999999954E-2,0.43999173828124993,0.66944421874999993,0.77761240234375018,0.82000099999999976,0.85211472265624977,0.9294582812500003,3.3750249999999954E-2,2.0525502499999999,-1.8583497499999999,0.59205025,null,3,1,1599.5,1793.4998437500001,2247.2137499999999,3005.3932812500002,4112.79,5614.1554687500002,7554.2412500000009,1599.5,316.24,1719.7,477.35]
[null,null,null,1,{"$f":"MATCH(E10,rangeLoading)","v":1},{"$f":"(E10-INDEX(rangeLoading,k)) / (INDEX(rangeLoading,k+1)-INDEX(rangeLoading,k))","v":0.78537643078510289},null,null,null,{"$f":"J21","v":3},2,{"$f":"'LCC and Payback'!N23","v":0.95399999999999996},2337.2426858325844,1161.4254811473877,1161.4254811473877,1312.7613564116602,{"$f":"AO22+AP22*$E$12+AQ22*$E$12^2+AR22*$E$12^3","v":0.63502169092378902},27.585547027782471,0.94878272407340902,null,{"$f":"U21","v":3},2,870.82468578459236,1013.8655983076617,1334.2837858461107,1879.715937692245,2697.7987431383699,3836.168891476791,5342.463071999814,870.82468578459236,280.92468578459244,1037.9246857845926,508.12468578459243,7.3750000000000038E-2,0.49256640624999998,0.72021875000000002,0.81869921875000018,0.8500000000000002,0.87611328125000032,0.95903125000000067,7.3750000000000038E-2,2.14025,-2.0252499999999998,0.66125,null,{"$f":"AT21","v":3},2,870.98,1095.1764062499999,1559.91625,2311.0179687499999,3394.2999999999997,4855.5807812500007,6740.67875,870.98,476.79,1557.8,488.73]
[null,null,null,2,{"$f":"MATCH(E11,rangeLoading)","v":1},{"$f":"(E11-INDEX(rangeLoading,k)) / (INDEX(rangeLoading,k+1)-INDEX(rangeLoading,k))","v":0.78537643078510289},null,null,null,{"$f":"J22","v":3},3,{"$f":"'LCC and Payback'!N24","v":0.95799999999999996},2337.2426858325844,1064.1107991820134,{"$f":"AD23+AE23*$E$12+AF23*$E$12^2+AG23*$E$12^3","v":1064.1107991820134},1285.7881728464995,{"$f":"AO23+AP23*$E$12+AQ23*$E$12^2+AR23*$E$12^3","v":0.5860179150787328},31.220585095055235,0.95287192097610707,null,{"$f":"U22","v":3},3,809.60568868528242,932.55911778514076,1219.4981662849048,1712.3202424988194,2452.9227547411301,3483.2031113260819,4845.0587205679203,809.60568868528242,219.70568868528252,976.70568868528267,446.90568868528248,3.6249999999999977E-2,0.44331171875000003,0.67413124999999985,0.78444765625000012,0.83,0.86652734374999985,0.94976875000000049,3.6249999999999977E-2,2.05505,-1.85585,0.59455000000000002,null,{"$f":"AT22","v":3},3,809.85,1044.62375,1560.3,2384.6437500000002,3545.42,5070.3937500000002,6987.329999999999,809.85,414.31,2025.1,296.16000000000003]
[null,null,null,3,2,0.53877891578521142,null,null,null,{"$f":"J23","v":3},4,{"$f":"'LCC and Payback'!N25","v":0.96199999999999997},2337.2426858325844,1048.1275235473995,1048.1275235473995,1290.2657733397061,0.6648098106350897,25.35304452300765,0.95354691626591104,null,{"$f":"U23","v":3},4,653.47079027078985,901.4018308283928,1192.7452317577308,1603.6045046466911,2210.0831610831597,3088.2847126550223,4314.3126709501676,653.47079027078985,1006.3707902707898,-261.52920972921021,811.77079027078992,4.3475E-2,0.516427734375,0.74559062499999973,0.81532695312499948,0.80999999999999939,0.81397304687499927,0.9116093749999985,4.3475E-2,2.4918749999999998,-2.6252250000000004,0.89987499999999998,null,{"$f":"AT23","v":3},4,653.38,1021.846875,1570.1200000000001,2370.9831249999997,3497.22,5021.6143750000001,7016.95,653.38,1211.3,856.18,776.36]
[null,null,null,4,3,0.73017827270613722,null,null,null,3,5,{"$f":"'LCC and Payback'!N26","v":0.96499999999999997},2337.2426858325844,976.27349398614137,{"$f":"AD25+AE25*$E$12+AF25*$E$12^2+AG25*$E$12^3","v":976.27349398614137},1232.6018104328314,{"$f":"AO25+AP25*$E$12+AQ25*$E$12^2+AR25*$E$12^3","v":0.65686173188695962},25.817731255122041,0.95659325974212628,null,3,5,608.26865284974247,841.36774206606412,1107.9912240932672,1480.0049101360146,2029.2746113989701,2827.6661390867966,3947.0453044041574,608.26865284974247,961.16865284974244,-306.73134715025759,766.56865284974253,3.8474999999999954E-2,0.50978710937499994,0.73621562499999993,0.80165507812500003,0.7899999999999997,0.78514492187499929,0.87098437499999992,3.8474999999999954E-2,2.4868749999999999,-2.6302250000000003,0.89487499999999998,null,3,5,608.13,968.95656250000002,1508.0024999999998,2298.0421874999997,3411.8500000000004,4922.2003125000001,6901.8675000000003,608.13,1183.9000000000001,843.56,776.26]
[null,null,null,5,2,0.53877891578521142]
[null,null,null,6,4,0.84694728946302877,null,null,null,4,0,{"$f":"'LCC and Payback'!N28","v":0.875},{"$f":"INDEX(OperHr,iRU)","v":3549.9817439709209},{"$f":"IF(INDEX(xrpm,irpm)=0, O27, IF(OR(INDEX(iApp,iRU)=4,INDEX(iApp,iRU)=5),O27,IF(INDEX(iApp,iRU)=2, RPM_fac2*P27+(1-RPM_fac2)*O27,RPM_fac1*P27+(1-RPM_fac1)*O27)))","v":366.10639112854568},{"$f":"AD27+AE27*$E$13+AF27*$E$13^2+AG27*$E$13^3","v":366.10639112854568},{"$f":"BC27+BD27*$E$13+BE27*$E$13^2+BF27*$E$13^3","v":366.09982236168281},{"$f":"AO27+AP27*$E$13+AQ27*$E$13^2+AR27*$E$13^3","v":0.65966818976553043},{"$f":"(loss + INDEX(PoutWatt,iRU)) * SQRT(1/PF^2 - 1) / 1000","v":3.3164592343807793},{"$f":"INDEX(PoutWatt,iRU) / (INDEX(PoutWatt,iRU)+loss)","v":0.87423233097416386},null,4,0,{"$f":"$AD27+$AE27*W$5+$AF27*W$5^2+$AG27*W$5^3","v":220.31428596428574},247.33616104631699,302.78928618303581,395.1406256835939,532.857143857143,724.40580501283512,978.25357345982195,220.31428596428574,62.514285964285754,159.71428596428578,90.314285964285773,3.252525000000004E-2,0.36174759765625009,0.56723484375000011,0.68473623046874987,0.75000099999999992,0.79877839453124966,0.86681765624999985,3.252525000000004E-2,1.6120252500000001,-1.2758747500000001,0.38132525,null,4,0,220.31,247.33153125000001,302.78375,395.13359374999999,532.84799999999996,724.39390624999999,978.23824999999988,220.31,62.514000000000003,159.71,90.313999999999993]
[null,null,null,7,4,0.84694728946302877,null,null,null,{"$f":"J27","v":4},{"$f":"K27+1","v":1},{"$f":"'LCC and Payback'!N29","v":0.89500000000000002},{"$f":"INDEX(OperHr,iRU)","v":3549.9817439709209},{"$f":"IF(INDEX(xrpm,irpm)=0, O28, IF(OR(INDEX(iApp,iRU)=4,INDEX(iApp,iRU)=5),O28,IF(INDEX(iApp,iRU)=2, RPM_fac2*P28+(1-RPM_fac2)*O28,RPM_fac1*P28+(1-RPM_fac1)*O28)))","v":318.1715235924562},{"$f":"AD28+AE28*$E$13+AF28*$E$13^2+AG28*$E$13^3","v":318.1715235924562},{"$f":"BC28+BD28*$E$13+BE28*$E$13^2+BF28*$E$13^3","v":354.10685769933542},{"$f":"AO28+AP28*$E$13+AQ28*$E$13^2+AR28*$E$13^3","v":0.49844521080619514},{"$f":"(loss + INDEX(PoutWatt,iRU)) * SQRT(1/PF^2 - 1) / 1000","v":4.9795426114794612},{"$f":"INDEX(PoutWatt,iRU) / (INDEX(PoutWatt,iRU)+loss)","v":0.88886929951383231},null,{"$f":"U27","v":4},{"$f":"V27+1","v":1},201.98562557685059,228.93020650628154,272.04674268664911,339.0357555086868,437.59776636312802,575.43329664070632,760.2428677321551,201.98562557685059,85.701775070161986,67.77147088162485,82.138894834490571,4.0124749999999987E-2,{"$f":"$AO28+$AP28*AI$5+$AQ28*AI$5^2+$AR28*AI$5^3","v":0.23824849609375004},0.40167140625000003,0.52928955078125006,0.61999900000000008,0.67269582421874996,0.68627609374999998,4.0124749999999987E-2,0.86042475000000007,-0.26877525000000002,-1.1775250000000011E-2,null,{"$f":"AT27","v":4},{"$f":"AU27+1","v":1},201.87,234.85278125000002,291.09425000000005,383.21409375000002,523.83199999999999,725.56765625000003,1001.04075,201.87,102.24,85.111999999999995,134.61000000000001]
[null,null,null,8,4,0.84694728946302877,null,null,null,{"$f":"J28","v":4},2,{"$f":"'LCC and Payback'!N30","v":0.90200000000000002},{"$f":"INDEX(OperHr,iRU)","v":3549.9817439709209},{"$f":"IF(INDEX(xrpm,irpm)=0, O29, IF(OR(INDEX(iApp,iRU)=4,INDEX(iApp,iRU)=5),O29,IF(INDEX(iApp,iRU)=2, RPM_fac2*P29+(1-RPM_fac2)*O29,RPM_fac1*P29+(1-RPM_fac1)*O29)))","v":299.76303930823246},299.76303930823246,{"$f":"BC29+BD29*$E$13+BE29*$E$13^2+BF29*$E$13^3","v":349.3754969859595},{"$f":"AO29+AP29*$E$13+AQ29*$E$13^2+AR29*$E$13^3","v":0.63259492259196559},{"$f":"(loss + INDEX(PoutWatt,iRU)) * SQRT(1/PF^2 - 1) / 1000","v":3.4826670115569005},{"$f":"INDEX(PoutWatt,iRU) / (INDEX(PoutWatt,iRU)+loss)","v":0.89462144790386855},null,{"$f":"U28","v":4},2,194.18874747838126,218.53974274472512,258.06640152196485,318.42079388619868,405.25498991352498,524.22105968004189,680.97107326184766,194.18874747838126,74.588747478381251,76.188747478381245,60.288747478381254,{"$f":"$AO29+$AP29*AH$5+$AQ29*AH$5^2+$AR29*AH$5^3","v":5.9450000000000031E-2},0.34137109375000002,0.53603124999999996,0.66003828125000008,0.73,0.76252421874999998,0.77421875000000018,5.9450000000000031E-2,1.3243499999999999,-0.83094999999999997,0.17715000000000003,null,{"$f":"AT28","v":4},2,194.02,226.04828125,283.74625000000003,{"$f":"$BC29+$BD29*AY$5+$BE29*AY$5^2+$BF29*AY$5^3","v":379.78609375000002},526.84,737.58015625000007,1024.67875,194.02,93.67,103.98,135.16999999999999]
[null,null,null,null,null,null,null,null,null,{"$f":"J29","v":4},3,{"$f":"'LCC and Payback'!N31","v":0.91},{"$f":"INDEX(OperHr,iRU)","v":3549.9817439709209},{"$f":"IF(INDEX(xrpm,irpm)=0, O30, IF(OR(INDEX(iApp,iRU)=4,INDEX(iApp,iRU)=5),O30,IF(INDEX(iApp,iRU)=2, RPM_fac2*P30+(1-RPM_fac2)*O30,RPM_fac1*P30+(1-RPM_fac1)*O30)))","v":270.05996374582827},{"$f":"AD30+AE30*$E$13+AF30*$E$13^2+AG30*$E$13^3","v":270.05996374582827},{"$f":"BC30+BD30*$E$13+BE30*$E$13^2+BF30*$E$13^3","v":343.99061016420717},{"$f":"AO30+AP30*$E$13+AQ30*$E$13^2+AR30*$E$13^3","v":0.72525342090267797},{"$f":"(loss + INDEX(PoutWatt,iRU)) * SQRT(1/PF^2 - 1) / 1000","v":2.6722064365746396},{"$f":"INDEX(PoutWatt,iRU) / (INDEX(PoutWatt,iRU)+loss)","v":0.90406148127637553},null,{"$f":"U29","v":4},3,179.72527497527452,196.53981832653645,231.29739057863969,287.56286126051623,368.90109990109801,478.87697602931712,621.05535917410532,179.72527497527452,36.1252749752745,115.0252749752745,38.025274975274499,7.6824750000000011E-2,0.42907037109374996,0.63909640624999997,0.74628017578124994,0.78999900000000012,0.80963019921875012,0.84455109374999981,7.6824750000000011E-2,1.7459247499999999,-1.45277525,0.42002475,null,{"$f":"AT29","v":4},3,179.44,206.861625,268.68950000000001,379.57487500000002,554.16899999999998,807.12312500000007,1153.0884999999998,179.44,60.408999999999999,158.04,156.28]
[null,"RPM Parameter"]
[null,"RPM Factor 1",null,null,{"$f":"0.6*0.7","v":0.42},null,null,null,null,5,0,{"$f":"'LCC and Payback'!N33","v":0.93},{"$f":"INDEX(OperHr,iRU)","v":2227.1716618658797},{"$f":"IF(INDEX(xrpm,irpm)=0, O32, IF(OR(INDEX(iApp,iRU)=4,INDEX(iApp,iRU)=5),O32,IF(INDEX(iApp,iRU)=2, RPM_fac2*P32+(1-RPM_fac2)*O32,RPM_fac1*P32+(1-RPM_fac1)*O32)))","v":1418.4184640704766},{"$f":"AD32+AE32*$E$14+AF32*$E$14^2+AG32*$E$14^3","v":1418.4184640704766},{"$f":"BC32+BD32*$E$14+BE32*$E$14^2+BF32*$E$14^3","v":1418.4121974260847},{"$f":"AO32+AP32*$E$14+AQ32*$E$14^2+AR32*$E$14^3","v":0.63502169092378902},{"$f":"(loss + INDEX(PoutWatt,iRU)) * SQRT(1/PF^2 - 1) / 1000","v":19.17394496252497},{"$f":"INDEX(PoutWatt,iRU) / (INDEX(PoutWatt,iRU)+loss)","v":0.91000888637257482},null,5,0,{"$f":"$AD32+$AE32*W$5+$AF32*W$5^2+$AG32*W$5^3","v":1177.8067204301076},1286.3495505712367,1576.4876008064516,2074.7152511760751,2807.5268817204301,3801.4168724798387,5082.8796034946226,1177.8067204301076,106.30672043010748,1240.8067204301074,282.60672043010749,{"$f":"$AO32+$AP32*AH$5+$AQ32*AH$5^2+$AR32*AH$5^3","v":7.3750000000000038E-2},0.49256640624999998,0.72021875000000002,0.81869921875000018,0.8500000000000002,0.87611328125000032,0.95903125000000067,7.3750000000000038E-2,2.14025,-2.0252499999999998,0.66125,null,5,0,1177.8,1286.34328125,1576.48125,2074.7085937500001,2807.52,3801.41015625,5082.8737499999997,1177.8,106.31,1240.8,282.61]
[null,"RPM Factor 2",null,null,0.6,null,null,null,null,{"$f":"J32","v":5},{"$f":"K32+1","v":1},{"$f":"'LCC and Payback'!N34","v":0.94099999999999995},{"$f":"INDEX(OperHr,iRU)","v":2227.1716618658797},{"$f":"IF(INDEX(xrpm,irpm)=0, O33, IF(OR(INDEX(iApp,iRU)=4,INDEX(iApp,iRU)=5),O33,IF(INDEX(iApp,iRU)=2, RPM_fac2*P33+(1-RPM_fac2)*O33,RPM_fac1*P33+(1-RPM_fac1)*O33)))","v":1223.44420920005},{"$f":"AD33+AE33*$E$14+AF33*$E$14^2+AG33*$E$14^3","v":1223.44420920005},{"$f":"BC33+BD33*$E$14+BE33*$E$14^2+BF33*$E$14^3","v":1258.6692594421759},{"$f":"AO33+AP33*$E$14+AQ33*$E$14^2+AR33*$E$14^3","v":0.56129635479674012},{"$f":"(loss + INDEX(PoutWatt,iRU)) * SQRT(1/PF^2 - 1) / 1000","v":22.952767659512752},{"$f":"INDEX(PoutWatt,iRU) / (INDEX(PoutWatt,iRU)+loss)","v":0.92140676202395744},null,{"$f":"U32","v":5},{"$f":"V32+1","v":1},829.57056348060746,1075.4046546226818,1368.2198065261391,1768.988259517286,2338.6822539224299,3138.2740300678779,4228.735828279936,829.57056348060746,970.67056348060748,-111.9294365193925,650.37056348060753,4.3724999999999951E-2,0.42643007812499995,0.64449687500000008,0.74624648437500007,0.78000000000000014,0.79407851562499987,0.83680312499999987,4.3724999999999951E-2,1.924525,-1.7036749999999998,0.51542499999999991,null,{"$f":"AT32","v":5},{"$f":"AU32+1","v":1},829.21,1089.8252562499999,1431.2735249999998,1933.2310562499999,2675.3741,3737.37890625,5198.9217250000002,829.21,987.03,9.2540999999999993,849.88]
[null,null,null,null,null,null,null,null,null,{"$f":"J33","v":5},2,{"$f":"'LCC and Payback'!N35","v":0.94499999999999995},{"$f":"INDEX(OperHr,iRU)","v":2227.1716618658797},{"$f":"IF(INDEX(xrpm,irpm)=0, O34, IF(OR(INDEX(iApp,iRU)=4,INDEX(iApp,iRU)=5),O34,IF(INDEX(iApp,iRU)=2, RPM_fac2*P34+(1-RPM_fac2)*O34,RPM_fac1*P34+(1-RPM_fac1)*O34)))","v":1145.2864450612894},{"$f":"AD34+AE34*$E$14+AF34*$E$14^2+AG34*$E$14^3","v":1145.2864450612894},{"$f":"BC34+BD34*$E$14+BE34*$E$14^2+BF34*$E$14^3","v":1180.3111827364328},{"$f":"AO34+AP34*$E$14+AQ34*$E$14^2+AR34*$E$14^3","v":0.56129635479674012},{"$f":"(loss + INDEX(PoutWatt,iRU)) * SQRT(1/PF^2 - 1) / 1000","v":22.837526346031986},{"$f":"INDEX(PoutWatt,iRU) / (INDEX(PoutWatt,iRU)+loss)","v":0.92605630785903648},null,{"$f":"U33","v":5},2,781.64986747487001,1009.3818552400618,1277.9435015153813,1645.6707313765976,2170.8994698994802,2911.9656421597974,3927.2051732333189,781.64986747487001,907.04986747486998,-140.05013252512998,622.24986747487003,4.3724999999999951E-2,0.42643007812499995,0.64449687500000008,0.74624648437500007,0.78000000000000014,0.79407851562499987,0.83680312499999987,4.3724999999999951E-2,1.924525,-1.7036749999999998,0.51542499999999991,null,{"$f":"AT33","v":5},2,781.31,1023.68309375,1340.6967500000001,1809.2100312499999,2506.0819999999999,3508.1717187499999,4892.3382500000007,781.31,922.69,-17.748000000000001,819.83]
[null,"Export Parameters",null,null,null,null,null,null,null,{"$f":"J34","v":5},3,{"$f":"'LCC and Payback'!N36","v":0.95},{"$f":"INDEX(OperHr,iRU)","v":2227.1716618658797},{"$f":"IF(INDEX(xrpm,irpm)=0, O35, IF(OR(INDEX(iApp,iRU)=4,INDEX(iApp,iRU)=5),O35,IF(INDEX(iApp,iRU)=2, RPM_fac2*P35+(1-RPM_fac2)*O35,RPM_fac1*P35+(1-RPM_fac1)*O35)))","v":968.01318282101465},{"$f":"AD35+AE35*$E$14+AF35*$E$14^2+AG35*$E$14^3","v":968.01318282101465},{"$f":"BC35+BD35*$E$14+BE35*$E$14^2+BF35*$E$14^3","v":1051.5828707807038},{"$f":"AO35+AP35*$E$14+AQ35*$E$14^2+AR35*$E$14^3","v":0.65079064870562764},{"$f":"(loss + INDEX(PoutWatt,iRU)) * SQRT(1/PF^2 - 1) / 1000","v":17.863283352345015},{"$f":"INDEX(PoutWatt,iRU) / (INDEX(PoutWatt,iRU)+loss)","v":0.93677808985451128},null,{"$f":"U34","v":5},3,609.26447368420997,842.33094161184147,1088.7833881578938,1433.949732730262,1963.1578947368403,2761.7357935855239,3915.011348684207,609.26447368420997,1019.2644736842102,-575.53552631578998,910.16447368421007,4.9700000000000001E-2,0.50656718749999996,0.72978750000000014,0.79896406250000018,0.79370000000000029,0.79359843750000048,0.87826250000000039,4.9700000000000001E-2,2.4009,-2.5059999999999998,0.84909999999999997,null,{"$f":"AT34","v":5},3,608.14,876.80624999999998,1238.18,1824.1487499999998,2766.5999999999995,4197.4212499999994,6248.5,608.14,1065.0999999999999,-313.44,1406.8]
[null,"to: LCC&Payback"]
[null,null,null,null,"h (eff)","RP","UEC","Loss",null,6,0,{"$f":"'LCC and Payback'!N38","v":0.875},{"$f":"INDEX(OperHr,iRU)","v":0.89732037479864446},{"$f":"IF(INDEX(xrpm,irpm)=0, O37, IF(OR(INDEX(iApp,iRU)=4,INDEX(iApp,iRU)=5),O37,IF(INDEX(iApp,iRU)=2, RPM_fac2*P37+(1-RPM_fac2)*O37,RPM_fac1*P37+(1-RPM_fac1)*O37)))","v":503.81217889397152},{"$f":"AD37+AE37*$E$15+AF37*$E$15^2+AG37*$E$15^3","v":503.81217889397152},{"$f":"BC37+BD37*$E$15+BE37*$E$15^2+BF37*$E$15^3","v":480.22926614006559},{"$f":"AO37+AP37*$E$15+AQ37*$E$15^2+AR37*$E$15^3","v":0.81556195490277317},{"$f":"(loss + INDEX(PoutWatt,iRU)) * SQRT(1/PF^2 - 1) / 1000","v":2.9017484079435549},{"$f":"INDEX(PoutWatt,iRU) / (INDEX(PoutWatt,iRU)+loss)","v":0.87680793344177521},null,6,0,{"$f":"$AD37+$AE37*W$5+$AF37*W$5^2+$AG37*W$5^3","v":169.56428546428577},197.01819163225454,260.25803524553578,368.97421806640642,532.85714185714301,761.59720838002249,1064.8848193973217,169.56428546428577,51.164285464285754,208.76428546428576,103.36428546428574,{"$f":"$AO37+$AP37*AH$5+$AQ37*AH$5^2+$AR37*AH$5^3","v":3.3750249999999954E-2},0.43999173828124993,0.66944421874999993,0.77761240234375018,0.82000099999999976,0.85211472265624977,0.9294582812500003,3.3750249999999954E-2,2.0525502499999999,-1.8583497499999999,0.59205025,null,6,0,169.62,196.146046875,255.949375,356.84226562499998,506.63700000000006,713.14585937499999,984.18112500000007,169.62,49.966000000000001,203.72,83.331000000000003]
[null,"iRU","EL",{"$f":"L4","v":"FLNE"},"%","kVAr","kWh/yr","kWh/yr",null,{"$f":"J37","v":6},{"$f":"K37+1","v":1},{"$f":"'LCC and Payback'!N39","v":0.89500000000000002},{"$f":"INDEX(OperHr,iRU)","v":0.89732037479864446},{"$f":"IF(INDEX(xrpm,irpm)=0, O38, IF(OR(INDEX(iApp,iRU)=4,INDEX(iApp,iRU)=5),O38,IF(INDEX(iApp,iRU)=2, RPM_fac2*P38+(1-RPM_fac2)*O38,RPM_fac1*P38+(1-RPM_fac1)*O38)))","v":414.74328834745995},{"$f":"AD38+AE38*$E$15+AF38*$E$15^2+AG38*$E$15^3","v":414.74328834745995},{"$f":"BC38+BD38*$E$15+BE38*$E$15^2+BF38*$E$15^3","v":427.79836316943442},{"$f":"AO38+AP38*$E$15+AQ38*$E$15^2+AR38*$E$15^3","v":0.78367020400161425},{"$f":"(loss + INDEX(PoutWatt,iRU)) * SQRT(1/PF^2 - 1) / 1000","v":3.1710637178836829},{"$f":"INDEX(PoutWatt,iRU) / (INDEX(PoutWatt,iRU)+loss)","v":0.89632918505507797},null,{"$f":"U37","v":6},{"$f":"V37+1","v":1},157.97444109078202,183.7723045736949,230.62707704521628,311.06136235760704,437.59776436312802,622.75888691403998,879.06733386260385,157.97444109078202,77.774441090781991,68.274441090781991,133.57444109078202,6.6049999999999984E-2,0.40577734375000002,0.61633125,0.73273203125000008,0.79,0.82315546875000056,0.86721875000000059,6.6049999999999984E-2,1.66395,-1.31355,0.37354999999999999,null,{"$f":"AT37","v":6},{"$f":"AU37+1","v":1},{"$f":"$BC38+$BD38*AV$5+$BE38*AV$5^2+$BF38*AV$5^3","v":157.94999999999999},184.55878124999998,233.643,318.37546874999998,451.92899999999997,647.47640624999997,918.19049999999993,157.94999999999999,79.048000000000002,74.421000000000006,140.51]
[null,1,0,{"$f":"L6","v":0.82499999999999996},{"$f":" IF(SpcConst, S6,#REF!)","v":0.73151394932222313},{"$f":" IF(SpcConst, R6,#REF!)","v":2.4916799766254631},{"$f":"INDEX(Pout,B39) / E39","v":2558.6527918794873},{"$f":"N6 * INDEX(OperHr,B39) / 1000","v":686.96258314739111},null,{"$f":"J38","v":6},{"$f":"K38+1","v":2},{"$f":"'LCC and Payback'!N40","v":0.90200000000000002},{"$f":"INDEX(OperHr,iRU)","v":0.89732037479864446},{"$f":"IF(INDEX(xrpm,irpm)=0, O39, IF(OR(INDEX(iApp,iRU)=4,INDEX(iApp,iRU)=5),O39,IF(INDEX(iApp,iRU)=2, RPM_fac2*P39+(1-RPM_fac2)*O39,RPM_fac1*P39+(1-RPM_fac1)*O39)))","v":385.13217497901582},{"$f":"AD39+AE39*$E$15+AF39*$E$15^2+AG39*$E$15^3","v":385.13217497901582},{"$f":"BC39+BD39*$E$15+BE39*$E$15^2+BF39*$E$15^3","v":417.40229844845703},{"$f":"AO39+AP39*$E$15+AQ39*$E$15^2+AR39*$E$15^3","v":0.83758093359687402},{"$f":"(loss + INDEX(PoutWatt,iRU)) * SQRT(1/PF^2 - 1) / 1000","v":2.5900690274399722},{"$f":"INDEX(PoutWatt,iRU) / (INDEX(PoutWatt,iRU)+loss)","v":0.90301302276611839},null,{"$f":"U38","v":6},{"$f":"V38+1","v":2},150.27082071602868,167.92599038801097,213.15748578763703,290.69169070083302,405.25498891352498,561.57376421163917,764.3744003811014,150.27082071602868,21.769872280543108,182.79953553374125,50.414760383211949,7.1275249999999957E-2,0.48948431640625001,0.71556609375000002,0.81168388671874991,0.84000099999999966,0.86268073828124936,0.94188640624999964,7.1275249999999957E-2,2.13997525,-2.0343247500000001,0.66307525,null,{"$f":"AT38","v":6},{"$f":"AU38+1","v":2},150.21,168.32068749999999,218.83100000000002,307.70306250000004,440.899,624.38093750000007,864.11099999999999,150.21,15.593,211.5,63.595999999999997]
[null,1,1,0.875,{"$f":" IF(SpcConst, S7,#REF!)","v":0.7952866928949941},{"$f":" IF(SpcConst, R7,#REF!)","v":2.314227488466793},2353.4785951450908,{"$f":"N7 * INDEX(OperHr,B40) / 1000","v":481.78838641299478},null,{"$f":"J39","v":6},3,{"$f":"'LCC and Payback'!N41","v":0.91},{"$f":"INDEX(OperHr,iRU)","v":0.89732037479864446},{"$f":"IF(INDEX(xrpm,irpm)=0, O40, IF(OR(INDEX(iApp,iRU)=4,INDEX(iApp,iRU)=5),O40,IF(INDEX(iApp,iRU)=2, RPM_fac2*P40+(1-RPM_fac2)*O40,RPM_fac1*P40+(1-RPM_fac1)*O40)))","v":352.47068271910098},{"$f":"AD40+AE40*$E$15+AF40*$E$15^2+AG40*$E$15^3","v":352.47068271910098},436.42008552007496,{"$f":"AO40+AP40*$E$15+AQ40*$E$15^2+AR40*$E$15^3","v":0.84708985428245664},{"$f":"(loss + INDEX(PoutWatt,iRU)) * SQRT(1/PF^2 - 1) / 1000","v":2.4708261342568916},{"$f":"INDEX(PoutWatt,iRU) / (INDEX(PoutWatt,iRU)+loss)","v":0.91050196589840737},null,{"$f":"U39","v":6},3,143.54785746785683,167.0193058589926,209.16338651088552,274.83801324957437,368.90109990109795,496.21056029149509,661.6243082468045,143.54785746785683,63.017747477747051,110.51774747774705,51.817747477747048,7.3750000000000038E-2,0.49256640624999998,0.72021875000000002,0.81869921875000018,0.8500000000000002,0.87611328125000032,0.95903125000000067,7.3750000000000038E-2,2.14025,-2.0252499999999998,0.66125,null,{"$f":"AT39","v":6},3,143.43,171.76407812500003,228.09762500000002,321.52635937499997,461.14600000000002,656.05226562500002,915.34087499999998,143.43,69.465000000000003,151.22999999999999,97.021000000000001]
[null,{"$f":"B40","v":1},2,0.89500000000000002,{"$f":" IF(SpcConst, S8,#REF!)","v":0.805394444517609},{"$f":" IF(SpcConst, R8,#REF!)","v":2.4733400252854367},2323.9422887416922,452.25208000959617,null,6,4,{"$f":"'LCC and Payback'!N42","v":0.91700000000000004},{"$f":"INDEX(OperHr,iRU)","v":0.89732037479864446},{"$f":"IF(INDEX(xrpm,irpm)=0, O41, IF(OR(INDEX(iApp,iRU)=4,INDEX(iApp,iRU)=5),O41,IF(INDEX(iApp,iRU)=2, RPM_fac2*P41+(1-RPM_fac2)*O41,RPM_fac1*P41+(1-RPM_fac1)*O41)))","v":322.61060955431509},{"$f":"AD41+AE41*$E$15+AF41*$E$15^2+AG41*$E$15^3","v":322.61060955431509},{"$f":"BC41+BD41*$E$15+BE41*$E$15^2+BF41*$E$15^3","v":523.2877439448423},{"$f":"AO41+AP41*$E$15+AQ41*$E$15^2+AR41*$E$15^3","v":0.83758093359687402},{"$f":"(loss + INDEX(PoutWatt,iRU)) * SQRT(1/PF^2 - 1) / 1000","v":2.5492892544648744},{"$f":"INDEX(PoutWatt,iRU) / (INDEX(PoutWatt,iRU)+loss)","v":0.91745809446501014},null,6,4,135.32794438386023,152.26836363481436,190.05239571973792,251.04516042461785,337.61177753544092,452.11736683819419,596.92704811886438,135.32794438386023,29.227944383860244,147.82794438386023,25.227944383860244,7.1275249999999957E-2,0.48948431640625001,0.71556609375000002,0.81168388671874991,0.84000099999999966,0.86268073828124936,0.94188640624999964,7.1275249999999957E-2,2.13997525,-2.0343247500000001,0.66307525,null,6,4,135.04,163.57250000000002,235.23999999999998,362.58250000000004,558.14,834.45249999999999,1204.06,135.04,44.58,244.76,133.76]
[null,{"$f":"B41","v":1},3,0.90200000000000002,{"$f":" IF(SpcConst, S9,#REF!)","v":0.81882982120498493},{"$f":" IF(SpcConst, R9,#REF!)","v":1.9428116875491921},2285.8109954736724,414.12078674157669]
[null,1,4,0.91,{"$f":" IF(SpcConst, S10,#REF!)","v":0.82011414843402974},{"$f":" IF(SpcConst, R10,#REF!)","v":1.9237595186349254},2282.2313360963253,410.54112736422945,null,7,0,{"$f":"'LCC and Payback'!N44","v":0.92400000000000004},{"$f":"INDEX(OperHr,iRU)","v":2.7097344804600505},{"$f":"IF(INDEX(xrpm,irpm)=0, O43, IF(OR(INDEX(iApp,iRU)=4,INDEX(iApp,iRU)=5),O43,IF(INDEX(iApp,iRU)=2, RPM_fac2*P43+(1-RPM_fac2)*O43,RPM_fac1*P43+(1-RPM_fac1)*O43)))","v":1762.0325499454777},{"$f":"AD43+AE43*$E$16+AF43*$E$16^2+AG43*$E$16^3","v":1762.0325499454777},{"$f":"BC43+BD43*$E$16+BE43*$E$16^2+BF43*$E$16^3","v":2252.2931307248905},{"$f":"AO43+AP43*$E$16+AQ43*$E$16^2+AR43*$E$16^3","v":0.81556195490277317},{"$f":"(loss + INDEX(PoutWatt,iRU)) * SQRT(1/PF^2 - 1) / 1000","v":16.515879945217506},{"$f":"INDEX(PoutWatt,iRU) / (INDEX(PoutWatt,iRU)+loss)","v":0.92430171448673959},null,7,0,{"$f":"$AD43+$AE43*W$5+$AF43*W$5^2+$AG43*W$5^3","v":863.11980519480505},915.0716162743505,1086.8246347402594,1391.140092329545,1840.7792207792199,2448.5032518262979,3227.073417207791,863.11980519480505,-14.780194805194967,856.31980519480499,136.11980519480505,{"$f":"$AO43+$AP43*AH$5+$AQ43*AH$5^2+$AR43*AH$5^3","v":3.3750249999999954E-2},0.43999173828124993,0.66944421874999993,0.77761240234375018,0.82000099999999976,0.85211472265624977,0.9294582812500003,3.3750249999999954E-2,2.0525502499999999,-1.8583497499999999,0.59205025,null,7,0,{"$f":"$BC43+$BD43*AV$5+$BE43*AV$5^2+$BF43*AV$5^3","v":862.34900000000005},939.01876562500013,1187.777875,1653.9005468750001,2382.6610000000001,3419.3334531249998,4809.1921250000005,862.34900000000005,22.866,1014.521,482.92500000000001]
[null,1,5,0.91700000000000004,{"$f":" IF(SpcConst, S11,#REF!)","v":0.83281879458756491},{"$f":" IF(SpcConst, R11,#REF!)","v":1.9101780088172535},2247.4159095545019,375.72570082240583,null,{"$f":"J43","v":7},{"$f":"K43+1","v":1},{"$f":"'LCC and Payback'!N45","v":0.93600000000000005},{"$f":"INDEX(OperHr,iRU)","v":2.7097344804600505},{"$f":"IF(INDEX(xrpm,irpm)=0, O44, IF(OR(INDEX(iApp,iRU)=4,INDEX(iApp,iRU)=5),O44,IF(INDEX(iApp,iRU)=2, RPM_fac2*P44+(1-RPM_fac2)*O44,RPM_fac1*P44+(1-RPM_fac1)*O44)))","v":1460.0663246388167},{"$f":"AD44+AE44*$E$16+AF44*$E$16^2+AG44*$E$16^3","v":1460.0663246388167},{"$f":"BC44+BD44*$E$16+BE44*$E$16^2+BF44*$E$16^3","v":2246.384090221889},{"$f":"AO44+AP44*$E$16+AQ44*$E$16^2+AR44*$E$16^3","v":0.81556195490277317},{"$f":"(loss + INDEX(PoutWatt,iRU)) * SQRT(1/PF^2 - 1) / 1000","v":16.301624334357019},{"$f":"INDEX(PoutWatt,iRU) / (INDEX(PoutWatt,iRU)+loss)","v":0.93645000255882904},null,{"$f":"U43","v":7},{"$f":"V43+1","v":1},639.650007053222,705.13621025627924,862.83057548906288,1131.5862573047232,1530.2564102564102,2077.6941888972738,2792.7527477804651,639.650007053222,102.66602815697667,586.84005981260896,201.1003152336024,3.3750249999999954E-2,0.43999173828124993,0.66944421874999993,0.77761240234375018,0.82000099999999976,0.85211472265624977,0.9294582812500003,3.3750249999999954E-2,2.0525502499999999,-1.8583497499999999,0.59205025,null,{"$f":"AT43","v":7},{"$f":"AU43+1","v":1},638.36,744.59781249999992,1027.8800000000001,1556.3796875,2398.27,3621.7240624999999,5294.9149999999991,638.36,161.76,870.97,727.18]
[null,null,null,null,null,null,null,null,null,{"$f":"J44","v":7},{"$f":"K44+1","v":2},{"$f":"'LCC and Payback'!N46","v":0.94099999999999995},{"$f":"INDEX(OperHr,iRU)","v":2.7097344804600505},{"$f":"IF(INDEX(xrpm,irpm)=0, O45, IF(OR(INDEX(iApp,iRU)=4,INDEX(iApp,iRU)=5),O45,IF(INDEX(iApp,iRU)=2, RPM_fac2*P45+(1-RPM_fac2)*O45,RPM_fac1*P45+(1-RPM_fac1)*O45)))","v":1327.7906600454353},{"$f":"AD45+AE45*$E$16+AF45*$E$16^2+AG45*$E$16^3","v":1327.7906600454353},{"$f":"BC45+BD45*$E$16+BE45*$E$16^2+BF45*$E$16^3","v":1808.8123338413234},0.80721412448754126,{"$f":"(loss + INDEX(PoutWatt,iRU)) * SQRT(1/PF^2 - 1) / 1000","v":16.70333126203203},{"$f":"INDEX(PoutWatt,iRU) / (INDEX(PoutWatt,iRU)+loss)","v":0.94187269674341589},null,{"$f":"U44","v":7},{"$f":"V44+1","v":2},509.6123381883649,556.83607415642211,705.6406341031842,979.83029973381031,1403.2093527534598,1999.5820748672916,2792.7527477804651,509.6123381883649,17.472338188364976,622.21233818836492,253.912338188365,7.4624999999999969E-2,0.46438007812499993,0.6809218749999999,0.77815898437499975,0.81,0.83035351562500015,0.89312812499999938,7.4624999999999969E-2,1.977325,-1.816975,0.5750249999999999,null,{"$f":"AT44","v":7},{"$f":"AU44+1","v":2},508.77,579.71418750000009,803.4464999999999,1236.4588125,1935.2429999999999,2956.2909374999999,4356.0945000000002,508.77,53.523000000000003,770.37,602.58000000000004]
[null,2,0,{"$f":"L13","v":0.89500000000000002},{"$f":" IF(SpcConst, S13,#REF!)","v":0.79422391629957889},{"$f":" IF(SpcConst, R13,#REF!)","v":11.812616024871424},{"$f":"INDEX(Pout,B46) / E46","v":3783.4940321632916},{"$f":"N13 * INDEX(OperHr,B46) / 1000","v":778.5525846424772},null,{"$f":"J45","v":7},3,{"$f":"'LCC and Payback'!N47","v":0.94499999999999995},{"$f":"INDEX(OperHr,iRU)","v":2.7097344804600505},{"$f":"IF(INDEX(xrpm,irpm)=0, O46, IF(OR(INDEX(iApp,iRU)=4,INDEX(iApp,iRU)=5),O46,IF(INDEX(iApp,iRU)=2, RPM_fac2*P46+(1-RPM_fac2)*O46,RPM_fac1*P46+(1-RPM_fac1)*O46)))","v":1236.9429393631769},{"$f":"AD46+AE46*$E$16+AF46*$E$16^2+AG46*$E$16^3","v":1236.9429393631769},{"$f":"BC46+BD46*$E$16+BE46*$E$16^2+BF46*$E$16^3","v":2326.3370350010628},0.78805546937780047,{"$f":"(loss + INDEX(PoutWatt,iRU)) * SQRT(1/PF^2 - 1) / 1000","v":17.773116139258978},{"$f":"INDEX(PoutWatt,iRU) / (INDEX(PoutWatt,iRU)+loss)","v":0.94563355943297811},null,{"$f":"U45","v":7},3,444.58492063492247,528.31278521825641,682.25922619047969,931.8572048611162,1302.5396825396897,1819.739620535725,2508.8899801587454,444.58492063492247,228.38492063492248,358.28492063492246,271.28492063492251,4.7100000000000003E-2,0.49324375000000004,0.71544999999999992,0.78815625000000011,0.78580000000000005,0.78281875000000012,0.85365000000000046,4.7100000000000003E-2,2.3317000000000001,-2.387,0.79400000000000004,null,{"$f":"AT45","v":7},3,443.29,591.12687499999993,937.29499999999996,1549.5006250000001,2495.4499999999998,3842.8493749999998,5659.4050000000007,443.29,284.95999999999998,1045,722.2]
[null,2,1,0.92400000000000004,{"$f":" IF(SpcConst, S14,#REF!)","v":0.83084637070836387},{"$f":" IF(SpcConst, R14,#REF!)","v":13.291080450940337},3616.7233239026591,611.78187638184454,null,7,4,{"$f":"'LCC and Payback'!N48","v":0.94499999999999995},{"$f":"INDEX(OperHr,iRU)","v":2.7097344804600505},{"$f":"IF(INDEX(xrpm,irpm)=0, O47, IF(OR(INDEX(iApp,iRU)=4,INDEX(iApp,iRU)=5),O47,IF(INDEX(iApp,iRU)=2, RPM_fac2*P47+(1-RPM_fac2)*O47,RPM_fac1*P47+(1-RPM_fac1)*O47)))","v":1236.9429393631769},{"$f":"AD47+AE47*$E$16+AF47*$E$16^2+AG47*$E$16^3","v":1236.9429393631769},{"$f":"BC47+BD47*$E$16+BE47*$E$16^2+BF47*$E$16^3","v":2326.3370350010628},{"$f":"AO47+AP47*$E$16+AQ47*$E$16^2+AR47*$E$16^3","v":0.78805546937780047},{"$f":"(loss + INDEX(PoutWatt,iRU)) * SQRT(1/PF^2 - 1) / 1000","v":17.773116139258978},{"$f":"INDEX(PoutWatt,iRU) / (INDEX(PoutWatt,iRU)+loss)","v":0.94563355943297811},null,7,4,444.58492063492247,528.31278521825641,682.25922619047969,931.8572048611162,1302.5396825396897,1819.739620535725,2508.8899801587454,444.58492063492247,228.38492063492248,358.28492063492246,271.28492063492251,4.7100000000000003E-2,0.49324375000000004,0.71544999999999992,0.78815625000000011,0.78580000000000005,0.78281875000000012,0.85365000000000046,4.7100000000000003E-2,2.3317000000000001,-2.387,0.79400000000000004,null,7,4,443.29,591.12687499999993,937.29499999999996,1549.5006250000001,2495.4499999999998,3842.8493749999998,5659.4050000000007,443.29,284.95999999999998,1045,722.2]
[null,{"$f":"B47","v":2},2,0.93600000000000005,{"$f":" IF(SpcConst, S15,#REF!)","v":0.86526717144498355},{"$f":" IF(SpcConst, R15,#REF!)","v":12.762354010282479},3472.8480944245302,467.90664690371574]
[null,{"$f":"B48","v":2},3,0.94099999999999995,{"$f":" IF(SpcConst, S16,#REF!)","v":0.89070943167324557},{"$f":" IF(SpcConst, R16,#REF!)","v":11.39504907804138},3373.6495210069465,368.70807348613232,null,8,0,{"$f":"'LCC and Payback'!N50","v":0.94099999999999995},{"$f":"INDEX(OperHr,iRU)","v":4.2253957894748986},{"$f":"IF(INDEX(xrpm,irpm)=0, O49, IF(OR(INDEX(iApp,iRU)=4,INDEX(iApp,iRU)=5),O49,IF(INDEX(iApp,iRU)=2, RPM_fac2*P49+(1-RPM_fac2)*O49,RPM_fac1*P49+(1-RPM_fac1)*O49)))","v":3359.7637517365365},{"$f":"AD49+AE49*$E$17+AF49*$E$17^2+AG49*$E$17^3","v":3359.7637517365365},{"$f":"BC49+BD49*$E$17+BE49*$E$17^2+BF49*$E$17^3","v":3918.8801398980208},{"$f":"AO49+AP49*$E$17+AQ49*$E$17^2+AR49*$E$17^3","v":0.81556195490277317},{"$f":"(loss + INDEX(PoutWatt,iRU)) * SQRT(1/PF^2 - 1) / 1000","v":40.548010405360557},{"$f":"INDEX(PoutWatt,iRU) / (INDEX(PoutWatt,iRU)+loss)","v":0.94120870524904587},null,8,0,{"$f":"$AD49+$AE49*W$5+$AF49*W$5^2+$AG49*W$5^3","v":1599.38084459591},1724.724559228943,2069.8640836173317,2656.922621941942,3508.0233783836406,4645.2895571232939,6090.8443623417688,1599.38084459591,91.280844595910139,1581.38084459591,235.98084459591013,{"$f":"$AO49+$AP49*AH$5+$AQ49*AH$5^2+$AR49*AH$5^3","v":3.3750249999999954E-2},0.43999173828124993,0.66944421874999993,0.77761240234375018,0.82000099999999976,0.85211472265624977,0.9294582812500003,3.3750249999999954E-2,2.0525502499999999,-1.8583497499999999,0.59205025,null,8,0,1599.5,1793.4998437500001,2247.2137499999999,3005.3932812500002,4112.79,5614.1554687500002,7554.2412500000009,1599.5,316.24,1719.7,477.35]
[null,{"$f":"B49","v":2},4,0.94499999999999995,{"$f":" IF(SpcConst, S17,#REF!)","v":0.89683076972402764},{"$f":" IF(SpcConst, R17,#REF!)","v":10.616426156817241},3350.6226023506015,345.68115482978703,null,{"$f":"J49","v":8},{"$f":"K49+1","v":1},{"$f":"'LCC and Payback'!N51","v":0.95399999999999996},{"$f":"INDEX(OperHr,iRU)","v":4.2253957894748986},{"$f":"IF(INDEX(xrpm,irpm)=0, O50, IF(OR(INDEX(iApp,iRU)=4,INDEX(iApp,iRU)=5),O50,IF(INDEX(iApp,iRU)=2, RPM_fac2*P50+(1-RPM_fac2)*O50,RPM_fac1*P50+(1-RPM_fac1)*O50)))","v":2553.0166049308364},{"$f":"AD50+AE50*$E$17+AF50*$E$17^2+AG50*$E$17^3","v":2553.0166049308364},{"$f":"BC50+BD50*$E$17+BE50*$E$17^2+BF50*$E$17^3","v":3205.1426115741424},{"$f":"AO50+AP50*$E$17+AQ50*$E$17^2+AR50*$E$17^3","v":0.84708985428245664},{"$f":"(loss + INDEX(PoutWatt,iRU)) * SQRT(1/PF^2 - 1) / 1000","v":35.347099769211532},{"$f":"INDEX(PoutWatt,iRU) / (INDEX(PoutWatt,iRU)+loss)","v":0.95468598583310771},null,{"$f":"U49","v":8},{"$f":"V49+1","v":1},870.82468578459236,1013.8655983076617,1334.2837858461107,1879.715937692245,2697.7987431383699,3836.168891476791,5342.463071999814,870.82468578459236,280.92468578459244,1037.9246857845926,508.12468578459243,7.3750000000000038E-2,0.49256640624999998,0.72021875000000002,0.81869921875000018,0.8500000000000002,0.87611328125000032,0.95903125000000067,7.3750000000000038E-2,2.14025,-2.0252499999999998,0.66125,null,{"$f":"AT49","v":8},{"$f":"AU49+1","v":1},870.98,1095.1764062499999,1559.91625,2311.0179687499999,3394.2999999999997,4855.5807812500007,6740.67875,870.98,476.79,1557.8,488.73]
[null,2,5,0.94499999999999995,{"$f":" IF(SpcConst, S18,#REF!)","v":0.89683076972402764},{"$f":" IF(SpcConst, R18,#REF!)","v":10.616426156817241},3350.6226023506015,345.68115482978703,null,{"$f":"J50","v":8},{"$f":"K50+1","v":2},{"$f":"'LCC and Payback'!N52","v":0.95799999999999996},{"$f":"INDEX(OperHr,iRU)","v":4.2253957894748986},{"$f":"IF(INDEX(xrpm,irpm)=0, O51, IF(OR(INDEX(iApp,iRU)=4,INDEX(iApp,iRU)=5),O51,IF(INDEX(iApp,iRU)=2, RPM_fac2*P51+(1-RPM_fac2)*O51,RPM_fac1*P51+(1-RPM_fac1)*O51)))","v":2321.8401304103081},{"$f":"AD51+AE51*$E$17+AF51*$E$17^2+AG51*$E$17^3","v":2321.8401304103081},{"$f":"BC51+BD51*$E$17+BE51*$E$17^2+BF51*$E$17^3","v":3344.8466891652738},{"$f":"AO51+AP51*$E$17+AQ51*$E$17^2+AR51*$E$17^3","v":0.82500156384058787},{"$f":"(loss + INDEX(PoutWatt,iRU)) * SQRT(1/PF^2 - 1) / 1000","v":38.435220193436592},{"$f":"INDEX(PoutWatt,iRU) / (INDEX(PoutWatt,iRU)+loss)","v":0.9586193915342065},null,{"$f":"U50","v":8},{"$f":"V50+1","v":2},809.60568868528242,932.55911778514076,1219.4981662849048,1712.3202424988194,2452.9227547411301,3483.2031113260819,4845.0587205679203,809.60568868528242,219.70568868528252,976.70568868528267,446.90568868528248,3.6249999999999977E-2,0.44331171875000003,0.67413124999999985,0.78444765625000012,0.83,0.86652734374999985,0.94976875000000049,3.6249999999999977E-2,2.05505,-1.85585,0.59455000000000002,null,{"$f":"AT50","v":8},{"$f":"AU50+1","v":2},809.85,1044.62375,1560.3,2384.6437500000002,3545.42,5070.3937500000002,6987.329999999999,809.85,414.31,2025.1,296.16000000000003]
[null,null,null,null,null,null,null,null,null,{"$f":"J51","v":8},3,{"$f":"'LCC and Payback'!N53","v":0.96199999999999997},{"$f":"INDEX(OperHr,iRU)","v":4.2253957894748986},{"$f":"IF(INDEX(xrpm,irpm)=0, O52, IF(OR(INDEX(iApp,iRU)=4,INDEX(iApp,iRU)=5),O52,IF(INDEX(iApp,iRU)=2, RPM_fac2*P52+(1-RPM_fac2)*O52,RPM_fac1*P52+(1-RPM_fac1)*O52)))","v":2101.5444011178056},{"$f":"AD52+AE52*$E$17+AF52*$E$17^2+AG52*$E$17^3","v":2101.5444011178056},{"$f":"BC52+BD52*$E$17+BE52*$E$17^2+BF52*$E$17^3","v":3300.8534306640713},{"$f":"AO52+AP52*$E$17+AQ52*$E$17^2+AR52*$E$17^3","v":0.81231413018908571},{"$f":"(loss + INDEX(PoutWatt,iRU)) * SQRT(1/PF^2 - 1) / 1000","v":40.126888386512029},{"$f":"INDEX(PoutWatt,iRU) / (INDEX(PoutWatt,iRU)+loss)","v":0.96239794283536051},null,{"$f":"U51","v":8},3,653.47079027078985,901.4018308283928,1192.7452317577308,1603.6045046466911,2210.0831610831597,3088.2847126550223,4314.3126709501676,653.47079027078985,1006.3707902707898,-261.52920972921021,811.77079027078992,4.3475E-2,0.516427734375,0.74559062499999973,0.81532695312499948,0.80999999999999939,0.81397304687499927,0.9116093749999985,4.3475E-2,2.4918749999999998,-2.6252250000000004,0.89987499999999998,null,{"$f":"AT51","v":8},3,653.38,1021.846875,1570.1200000000001,2370.9831249999997,3497.22,5021.6143750000001,7016.95,653.38,1211.3,856.18,776.36]
[null,3,0,{"$f":"L20","v":0.93},{"$f":" IF(SpcConst, S20,#REF!)","v":0.90870928947173335},{"$f":" IF(SpcConst, R20,#REF!)","v":32.737883543391121},{"$f":"INDEX(Pout,B53) / E53","v":55337.620896807392},{"$f":"N20 * INDEX(OperHr,B53) / 1000","v":5051.8107306134052},null,8,4,{"$f":"'LCC and Payback'!N54","v":0.96499999999999997},{"$f":"INDEX(OperHr,iRU)","v":4.2253957894748986},{"$f":"IF(INDEX(xrpm,irpm)=0, O53, IF(OR(INDEX(iApp,iRU)=4,INDEX(iApp,iRU)=5),O53,IF(INDEX(iApp,iRU)=2, RPM_fac2*P53+(1-RPM_fac2)*O53,RPM_fac1*P53+(1-RPM_fac1)*O53)))","v":1930.8511316276395},{"$f":"AD53+AE53*$E$17+AF53*$E$17^2+AG53*$E$17^3","v":1930.8511316276395},{"$f":"BC53+BD53*$E$17+BE53*$E$17^2+BF53*$E$17^3","v":3217.4901730957745},{"$f":"AO53+AP53*$E$17+AQ53*$E$17^2+AR53*$E$17^3","v":0.79343302420285822},{"$f":"(loss + INDEX(PoutWatt,iRU)) * SQRT(1/PF^2 - 1) / 1000","v":42.74263497675004},{"$f":"INDEX(PoutWatt,iRU) / (INDEX(PoutWatt,iRU)+loss)","v":0.96534624876233188},null,8,4,608.26865284974247,841.36774206606412,1107.9912240932672,1480.0049101360146,2029.2746113989701,2827.6661390867966,3947.0453044041574,608.26865284974247,961.16865284974244,-306.73134715025759,766.56865284974253,3.8474999999999954E-2,0.50978710937499994,0.73621562499999993,0.80165507812500003,0.7899999999999997,0.78514492187499929,0.87098437499999992,3.8474999999999954E-2,2.4868749999999999,-2.6302250000000003,0.89487499999999998,null,8,4,608.13,968.95656250000002,1508.0024999999998,2298.0421874999997,3411.8500000000004,4922.2003125000001,6901.8675000000003,608.13,1183.9000000000001,843.56,776.26]
[null,3,1,0.94099999999999995,{"$f":" IF(SpcConst, S21,#REF!)","v":0.91956398508849113},{"$f":" IF(SpcConst, R21,#REF!)","v":32.687230434544603},54684.405850621588,4398.5956844276025]
[null,{"$f":"B54","v":3},2,0.95399999999999996,{"$f":" IF(SpcConst, S22,#REF!)","v":0.94878272407340902},{"$f":" IF(SpcConst, R22,#REF!)","v":27.585547027782471},53000.343377145306,2714.5332109513224,null,null,"iRU","Representative Unit",null,null,null,null,null,null,"For each representative unit (iRU)"]
[null,{"$f":"B55","v":3},3,0.95799999999999996,{"$f":" IF(SpcConst, S23,#REF!)","v":0.95287192097610707},{"$f":" IF(SpcConst, R23,#REF!)","v":31.220585095055235},52772.895348497615,2487.0851823036264,null,null,1,{"$f":"INDEX(RUname,K56)","v":"Design B, T-Frame, 5 HP, 4 poles, Enclosed"},null,null,null,null,null,null,"Loading(iRU) = %Loading (% of rated)"]
[null,{"$f":"B56","v":3},4,0.96199999999999997,{"$f":" IF(SpcConst, S24,#REF!)","v":0.95354691626591104},{"$f":" IF(SpcConst, R24,#REF!)","v":25.35304452300765},52735.538554424966,2449.7283882309794,null,null,2,"Design B, T-Frame, 30 HP, 4 poles, Enclosed"]
[null,3,5,0.96499999999999997,{"$f":" IF(SpcConst, S25,#REF!)","v":0.95659325974212628},{"$f":" IF(SpcConst, R25,#REF!)","v":25.817731255122041},52567.598249385315,2281.7880831913308,null,null,3,"Design B, T-Frame, 75 HP, 4 poles, Enclosed",null,null,null,null,null,null,"Based on Loading(iRU), loss and PF are determined using"]
[null,null,null,null,null,null,null,null,null,null,4,"Design C, T-Frame, 5 HP, 4 poles, Enclosed",null,null,null,null,null,null,"table lookup and interpolation"]
[null,4,0,{"$f":"L27","v":0.875},{"$f":" IF(SpcConst, S27,#REF!)","v":0.87423233097416386},{"$f":" IF(SpcConst, R27,#REF!)","v":3.3164592343807793},{"$f":"INDEX(Pout,B60) / E60","v":10333.903895367788},{"$f":"N27 * INDEX(OperHr,B60) / 1000","v":1299.6710048574146},null,null,5,"Design C, T-Frame, 50 HP, 4 poles, Enclosed"]
[null,{"$f":"B60","v":4},{"$f":"C60+1","v":1},{"$f":"L28","v":0.89500000000000002},{"$f":" IF(SpcConst, S28,#REF!)","v":0.88886929951383231},{"$f":" IF(SpcConst, R28,#REF!)","v":4.9795426114794612},{"$f":"INDEX(Pout,B61) / E61","v":10163.735990715006},{"$f":"N28 * INDEX(OperHr,B61) / 1000","v":1129.5031002046326},null,null,6,"Fire Pump, 5 HP, 4 poles, Enclosed",null,null,null,null,null,null,"Pout (watt)  =  Capacity (watt) * Loading"]
[null,{"$f":"B61","v":4},2,{"$f":"L29","v":0.90200000000000002},{"$f":" IF(SpcConst, S29,#REF!)","v":0.89462144790386855},{"$f":" IF(SpcConst, R29,#REF!)","v":3.4826670115569005},{"$f":"INDEX(Pout,B62) / E62","v":10098.386207571837},{"$f":"N29 * INDEX(OperHr,B62) / 1000","v":1064.153317061463},null,null,7,"Fire Pump, 30 HP, 4 poles, Enclosed"]
[null,{"$f":"B62","v":4},3,{"$f":"L30","v":0.91},{"$f":" IF(SpcConst, S30,#REF!)","v":0.90406148127637553},{"$f":" IF(SpcConst, R30,#REF!)","v":2.6722064365746396},{"$f":"INDEX(Pout,B63) / E63","v":9992.9408315855108},{"$f":"N30 * INDEX(OperHr,B63) / 1000","v":958.70794107513905},null,null,8,"Fire Pump, 75 HP, 4 poles, Enclosed",null,null,null,null,null,null,"h (eff)  =  Pout / (Pout + loss)"]
[]
[null,5,0,{"$f":"L32","v":0.93},{"$f":" IF(SpcConst, S32,#REF!)","v":0.91000888637257482},{"$f":" IF(SpcConst, R32,#REF!)","v":19.17394496252497},{"$f":"INDEX(Pout,B65) / E65","v":35104.148404297041},{"$f":"N32 * INDEX(OperHr,B65) / 1000","v":3159.0614078450922},null,null,null,null,null,null,null,null,null,null,"RP  =  (loss + Pout) * Sqrt(1/PF^2 - 1)"]
[null,{"$f":"B65","v":5},{"$f":"C65+1","v":1},{"$f":"L33","v":0.94099999999999995},{"$f":" IF(SpcConst, S33,#REF!)","v":0.92140676202395744},{"$f":" IF(SpcConst, R33,#REF!)","v":22.952767659512752},{"$f":"INDEX(Pout,B66) / E66","v":34669.907269056217},{"$f":"N33 * INDEX(OperHr,B66) / 1000","v":2724.8202726042623}]
[null,{"$f":"B66","v":5},2,{"$f":"L34","v":0.94499999999999995},{"$f":" IF(SpcConst, S34,#REF!)","v":0.92605630785903648},{"$f":" IF(SpcConst, R34,#REF!)","v":22.837526346031986},{"$f":"INDEX(Pout,B67) / E67","v":34495.836511611567},{"$f":"N34 * INDEX(OperHr,B67) / 1000","v":2550.7495151596177},null,null,null,null,null,null,null,null,null,null,"Pout (kWh/yr)  =  Pout (watt) * Operating hours per year"]
[null,{"$f":"B67","v":5},3,{"$f":"L35","v":0.95},{"$f":" IF(SpcConst, S35,#REF!)","v":0.93677808985451128},{"$f":" IF(SpcConst, R35,#REF!)","v":17.863283352345015},{"$f":"INDEX(Pout,B68) / E68","v":34101.018525543506},{"$f":"N35 * INDEX(OperHr,B68) / 1000","v":2155.9315290915588}]
[null,null,null,null,null,null,null,null,null,null,null,null,null,null,null,null,null,null,"UEC (kWh/yr)  =  Pout (kWh/yr) / h (eff)"]
[null,6,0,{"$f":"L37","v":0.875},{"$f":" IF(SpcConst, S37,#REF!)","v":0.87680793344177521},{"$f":" IF(SpcConst, R37,#REF!)","v":2.9017484079435549},{"$f":"INDEX(Pout,B70) / E70","v":3.669724405342218},{"$f":"N37 * INDEX(OperHr,B70) / 1000","v":0.45208093319326026}]
[null,{"$f":"B70","v":6},{"$f":"C70+1","v":1},{"$f":"L38","v":0.89500000000000002},{"$f":" IF(SpcConst, S38,#REF!)","v":0.89632918505507797},{"$f":" IF(SpcConst, R38,#REF!)","v":3.1710637178836829},{"$f":"INDEX(Pout,B71) / E71","v":3.5898010750941225},{"$f":"N38 * INDEX(OperHr,B71) / 1000","v":0.37215760294516503}]
[null,{"$f":"B71","v":6},{"$f":"C71+1","v":2},{"$f":"L39","v":0.90200000000000002},{"$f":" IF(SpcConst, S39,#REF!)","v":0.90301302276611839},{"$f":" IF(SpcConst, R39,#REF!)","v":2.5900690274399722},{"$f":"INDEX(Pout,B72) / E72","v":3.5632304197481455},{"$f":"N39 * INDEX(OperHr,B72) / 1000","v":0.34558694759918757}]
[null,{"$f":"B72","v":6},3,{"$f":"L40","v":0.91},{"$f":" IF(SpcConst, S40,#REF!)","v":0.91050196589840737},{"$f":" IF(SpcConst, R40,#REF!)","v":2.4708261342568916},{"$f":"INDEX(Pout,B73) / E73","v":3.5339225972719954},{"$f":"N40 * INDEX(OperHr,B73) / 1000","v":0.3162791251230378}]
[null,6,4,{"$f":"L41","v":0.91700000000000004},{"$f":" IF(SpcConst, S41,#REF!)","v":0.91745809446501014},{"$f":" IF(SpcConst, R41,#REF!)","v":2.5492892544648744},{"$f":"INDEX(Pout,B74) / E74","v":3.5071285452282543},{"$f":"N41 * INDEX(OperHr,B74) / 1000","v":0.28948507307929716}]
[]
[null,7,0,{"$f":"L43","v":0.92400000000000004},{"$f":" IF(SpcConst, S43,#REF!)","v":0.92430171448673959},{"$f":" IF(SpcConst, R43,#REF!)","v":16.515879945217506},{"$f":"INDEX(Pout,B76) / E76","v":63.074616867561794},{"$f":"N43 * INDEX(OperHr,B76) / 1000","v":4.7746403562802069}]
[null,{"$f":"B76","v":7},{"$f":"C76+1","v":1},{"$f":"L44","v":0.93600000000000005},{"$f":" IF(SpcConst, S44,#REF!)","v":0.93645000255882904},{"$f":" IF(SpcConst, R44,#REF!)","v":16.301624334357019},{"$f":"INDEX(Pout,B77) / E77","v":62.256368574913971},{"$f":"N44 * INDEX(OperHr,B77) / 1000","v":3.9563920636323791}]
[null,{"$f":"B77","v":7},{"$f":"C77+1","v":2},{"$f":"L45","v":0.94099999999999995},{"$f":" IF(SpcConst, S45,#REF!)","v":0.94187269674341589},{"$f":" IF(SpcConst, R45,#REF!)","v":16.70333126203203},{"$f":"INDEX(Pout,B78) / E78","v":61.897936645639511},{"$f":"N45 * INDEX(OperHr,B78) / 1000","v":3.5979601343579253}]
[null,{"$f":"B78","v":7},3,{"$f":"L46","v":0.94499999999999995},{"$f":" IF(SpcConst, S46,#REF!)","v":0.94563355943297811},{"$f":" IF(SpcConst, R46,#REF!)","v":17.773116139258978},{"$f":"INDEX(Pout,B79) / E79","v":61.651763444435595},{"$f":"N46 * INDEX(OperHr,B79) / 1000","v":3.3517869331540058}]
[null,7,4,{"$f":"L47","v":0.94499999999999995},{"$f":" IF(SpcConst, S47,#REF!)","v":0.94563355943297811},{"$f":" IF(SpcConst, R47,#REF!)","v":17.773116139258978},{"$f":"INDEX(Pout,B80) / E80","v":61.651763444435595},{"$f":"N47 * INDEX(OperHr,B80) / 1000","v":3.3517869331540058}]
[]
[null,8,0,{"$f":"L49","v":0.94099999999999995},{"$f":" IF(SpcConst, S49,#REF!)","v":0.94120870524904587},{"$f":" IF(SpcConst, R49,#REF!)","v":40.548010405360557},{"$f":"INDEX(Pout,B82) / E82","v":241.46996031223728},{"$f":"N49 * INDEX(OperHr,B82) / 1000","v":14.19633161021795}]
[null,{"$f":"B82","v":8},{"$f":"C82+1","v":1},{"$f":"L50","v":0.95399999999999996},{"$f":" IF(SpcConst, S50,#REF!)","v":0.95468598583310771},{"$f":" IF(SpcConst, R50,#REF!)","v":35.347099769211532},{"$f":"INDEX(Pout,B83) / E83","v":238.06113431495362},{"$f":"N50 * INDEX(OperHr,B83) / 1000","v":10.787505612934257}]
[null,{"$f":"B83","v":8},{"$f":"C83+1","v":2},{"$f":"L51","v":0.95799999999999996},{"$f":" IF(SpcConst, S51,#REF!)","v":0.9586193915342065},{"$f":" IF(SpcConst, R51,#REF!)","v":38.435220193436592},{"$f":"INDEX(Pout,B84) / E84","v":237.08432221288894},{"$f":"N51 * INDEX(OperHr,B84) / 1000","v":9.8106935108695659}]
[null,{"$f":"B84","v":8},3,{"$f":"L52","v":0.96199999999999997},{"$f":" IF(SpcConst, S52,#REF!)","v":0.96239794283536051},{"$f":" IF(SpcConst, R52,#REF!)","v":40.126888386512029},{"$f":"INDEX(Pout,B85) / E85","v":236.15348556589709},{"$f":"N52 * INDEX(OperHr,B85) / 1000","v":8.8798568638777233}]
[null,8,4,{"$f":"L53","v":0.96499999999999997},{"$f":" IF(SpcConst, S53,#REF!)","v":0.96534624876233188},{"$f":" IF(SpcConst, R53,#REF!)","v":42.74263497675004},{"$f":"INDEX(Pout,B86) / E86","v":235.43223894370163},{"$f":"N53 * INDEX(OperHr,B86) / 1000","v":8.1586102416822701}]
[]
[null,"to: Rebuttable Payback",null,null,null,"100% Loading",{"$f":"MATCH(100%,rangeLoading)","v":5}]
[null,null,"Energy Use per year",null,null,null,"UEC","Oper. Hr."]
[null,null,"Unit 1",null,null,null,"(kWh)"]
[null,1,0,0,null,{"$f":"D39","v":0.82499999999999996},{"$f":"((pSpcCon*INDEX(tLoss1a,D91+1,G$88))*0.001 + 100%*INDEX(Capacity,B91)) * H91","v":13589.392530457662},{"$f":"'Sectors and Applications'!T18","v":3644.7344858408642}]
[null,1,1,1,null,0.875,{"$f":"((pSpcCon*INDEX(tLoss1a,D92+1,G$88))*0.001 + 100%*INDEX(Capacity,B92)) * H92","v":13589.392530457662},{"$f":"'Sectors and Applications'!T18","v":3644.7344858408642}]
[null,{"$f":"B92","v":1},2,2,null,0.89500000000000002,13589.392530457662,{"$f":"H92","v":3644.7344858408642}]
[null,{"$f":"B93","v":1},3,3,null,0.90200000000000002,13589.392530457662,{"$f":"H93","v":3644.7344858408642}]
[null,1,4,4,null,0.91,13589.392530457662,3644.7344858408642]
[null,1,5,5,null,0.91700000000000004,13589.392530457662,3644.7344858408642]
[null,null,"Unit 2"]
[null,2,0,0,null,{"$f":"D46","v":0.89500000000000002},{"$f":"((pSpcCon*INDEX(tLoss2a,D98+1,G$88))*0.001 + 100%*INDEX(Capacity,B98)) * H98","v":81536.355182745974},{"$f":"'Sectors and Applications'!T18","v":3644.7344858408642}]
[null,2,1,1,null,0.92400000000000004,79310.120144350905,{"$f":"'Sectors and Applications'!T19","v":3545.2201575410536}]
[null,{"$f":"B99","v":2},2,2,null,0.93600000000000005,79310.120144350905,{"$f":"H99","v":3545.2201575410536}]
[null,{"$f":"B100","v":2},3,3,null,0.94099999999999995,79310.120144350905,{"$f":"H100","v":3545.2201575410536}]
[null,{"$f":"B101","v":2},4,4,null,0.94499999999999995,79310.120144350905,3545.2201575410536]
[null,2,5,5,null,0.94499999999999995,79310.120144350905,3545.2201575410536]
[null,null,"Unit 3"]
[null,3,0,0,null,{"$f":"D53","v":0.93},{"$f":"((pSpcCon*INDEX(tLoss3a,D105+1,G$88))*0.001 + 100%*INDEX(Capacity,B105)) * H105","v":294516.76554662862},{"$f":"'Sectors and Applications'!T20","v":5266.0456045170731}]
[null,3,1,1,null,0.94099999999999995,{"$f":"((pSpcCon*INDEX(tLoss3a,D106+1,G$88))*0.001 + 100%*INDEX(Capacity,B106)) * H106","v":294516.76554662862},{"$f":"'Sectors and Applications'!T20","v":5266.0456045170731}]
[null,{"$f":"B106","v":3},2,2,null,0.95399999999999996,294516.76554662862,{"$f":"H106","v":5266.0456045170731}]
[null,{"$f":"B107","v":3},3,3,null,0.95799999999999996,294516.76554662862,5266.0456045170731]
[null,{"$f":"B108","v":3},4,4,null,0.96199999999999997,294516.76554662862,5266.0456045170731]
[null,3,5,5,null,0.96499999999999997,294516.76554662862,5266.0456045170731]
[null,null,"Unit 4"]
[null,4,0,0,null,{"$f":"D60","v":0.875},{"$f":"((pSpcCon*INDEX(tLoss4a,D112+1,G$88) + (1-pSpcCon)*INDEX(tLoss4b,D112+1,G$88))*0.001 + 100%*INDEX(Capacity,B112)) * H112","v":14118.254612403676},{"$f":"'Sectors and Applications'!T21","v":3786.5776082616808}]
[null,{"$f":"B112","v":4},{"$f":"C112+1","v":1},1,null,{"$f":"D61","v":0.89500000000000002},{"$f":"((pSpcCon*INDEX(tLoss4a,D113+1,G$88) + (1-pSpcCon)*INDEX(tLoss4b,D113+1,G$88))*0.001 + 100%*INDEX(Capacity,B113)) * H113","v":14118.254612403676},{"$f":"H112","v":3786.5776082616808}]
[null,{"$f":"B113","v":4},2,2,null,{"$f":"D62","v":0.90200000000000002},{"$f":"((pSpcCon*INDEX(tLoss4a,D114+1,G$88) + (1-pSpcCon)*INDEX(tLoss4b,D114+1,G$88))*0.001 + 100%*INDEX(Capacity,B114)) * H114","v":14118.254612403676},3786.5776082616808]
[null,{"$f":"B114","v":4},3,3,null,{"$f":"D63","v":0.91},{"$f":"((pSpcCon*INDEX(tLoss4a,D115+1,G$88) + (1-pSpcCon)*INDEX(tLoss4b,D115+1,G$88))*0.001 + 100%*INDEX(Capacity,B115)) * H115","v":14118.254612403676},3786.5776082616808]
[null,null,"Unit 5"]
[null,5,0,0,null,{"$f":"D65","v":0.93},{"$f":"((pSpcCon*INDEX(tLoss5a,D117+1,G$88) + (1-pSpcCon)*INDEX(tLoss5b,D117+1,G$88))*0.001 + 100%*INDEX(Capacity,B117)) * H117","v":127177.56539911256},{"$f":"'Sectors and Applications'!T22","v":3410.9579026180118}]
[null,{"$f":"B117","v":5},{"$f":"C117+1","v":1},1,null,{"$f":"D66","v":0.94099999999999995},{"$f":"((pSpcCon*INDEX(tLoss5a,D118+1,G$88) + (1-pSpcCon)*INDEX(tLoss5b,D118+1,G$88))*0.001 + 100%*INDEX(Capacity,B118)) * H118","v":127177.56539911256},{"$f":"H117","v":3410.9579026180118}]
[null,{"$f":"B118","v":5},2,2,null,{"$f":"D67","v":0.94499999999999995},{"$f":"((pSpcCon*INDEX(tLoss5a,D119+1,G$88) + (1-pSpcCon)*INDEX(tLoss5b,D119+1,G$88))*0.001 + 100%*INDEX(Capacity,B119)) * H119","v":127177.56539911256},3410.9579026180118]
[null,{"$f":"B119","v":5},3,3,null,{"$f":"D68","v":0.95},{"$f":"((pSpcCon*INDEX(tLoss5a,D120+1,G$88) + (1-pSpcCon)*INDEX(tLoss5b,D120+1,G$88))*0.001 + 100%*INDEX(Capacity,B120)) * H120","v":127177.56539911256},3410.9579026180118]
[null,null,"Unit 6"]
[null,6,0,0,null,{"$f":"D70","v":0.875},{"$f":"((pSpcCon*INDEX(tLoss6a,D122+1,G$88) + (1-pSpcCon)*INDEX(tLoss6b,D122+1,G$88))*0.001 + 100%*INDEX(Capacity,B122)) * H122","v":25.685636499999998},{"$f":"'Sectors and Applications'!T23","v":6.8889999999999993}]
[null,{"$f":"B122","v":6},{"$f":"C122+1","v":1},1,null,{"$f":"D71","v":0.89500000000000002},{"$f":"((pSpcCon*INDEX(tLoss6a,D123+1,G$88) + (1-pSpcCon)*INDEX(tLoss6b,D123+1,G$88))*0.001 + 100%*INDEX(Capacity,B123)) * H123","v":25.685636499999998},{"$f":"H122","v":6.8889999999999993}]
[null,{"$f":"B123","v":6},2,2,null,{"$f":"D72","v":0.90200000000000002},{"$f":"((pSpcCon*INDEX(tLoss6a,D124+1,G$88) + (1-pSpcCon)*INDEX(tLoss6b,D124+1,G$88))*0.001 + 100%*INDEX(Capacity,B124)) * H124","v":25.685636499999998},6.8889999999999993]
[null,{"$f":"B124","v":6},3,3,null,{"$f":"D73","v":0.91},{"$f":"((pSpcCon*INDEX(tLoss6a,D125+1,G$88) + (1-pSpcCon)*INDEX(tLoss6b,D125+1,G$88))*0.001 + 100%*INDEX(Capacity,B125)) * H125","v":25.685636499999998},6.8889999999999993]
[null,6,4,4,null,{"$f":"D74","v":0.91700000000000004},{"$f":"((pSpcCon*INDEX(tLoss6a,D126+1,G$88) + (1-pSpcCon)*INDEX(tLoss6b,D126+1,G$88))*0.001 + 100%*INDEX(Capacity,B126)) * H126","v":25.685636499999998},6.8889999999999993]
[null,null,"Unit 7"]
[null,7,0,0,null,{"$f":"D76","v":0.92400000000000004},{"$f":"((pSpcCon*INDEX(tLoss7a,D128+1,G$88) + (1-pSpcCon)*INDEX(tLoss7b,D128+1,G$88))*0.001 + 100%*INDEX(Capacity,B128)) * H128","v":2183.4543419999995},{"$f":"'Sectors and Applications'!T24","v":97.60199999999999}]
[null,{"$f":"B128","v":7},{"$f":"C128+1","v":1},1,null,{"$f":"D77","v":0.93600000000000005},{"$f":"((pSpcCon*INDEX(tLoss7a,D129+1,G$88) + (1-pSpcCon)*INDEX(tLoss7b,D129+1,G$88))*0.001 + 100%*INDEX(Capacity,B129)) * H129","v":2183.4543419999995},{"$f":"H128","v":97.60199999999999}]
[null,{"$f":"B129","v":7},2,2,null,{"$f":"D78","v":0.94099999999999995},{"$f":"((pSpcCon*INDEX(tLoss7a,D130+1,G$88) + (1-pSpcCon)*INDEX(tLoss7b,D130+1,G$88))*0.001 + 100%*INDEX(Capacity,B130)) * H130","v":2183.4543419999995},97.60199999999999]
[null,{"$f":"B130","v":7},3,3,null,{"$f":"D79","v":0.94499999999999995},{"$f":"((pSpcCon*INDEX(tLoss7a,D131+1,G$88) + (1-pSpcCon)*INDEX(tLoss7b,D131+1,G$88))*0.001 + 100%*INDEX(Capacity,B131)) * H131","v":2183.4543419999995},97.60199999999999]
[null,7,4,4,null,{"$f":"D80","v":0.94499999999999995},{"$f":"((pSpcCon*INDEX(tLoss7a,D132+1,G$88) + (1-pSpcCon)*INDEX(tLoss7b,D132+1,G$88))*0.001 + 100%*INDEX(Capacity,B132)) * H132","v":2183.4543419999995},97.60199999999999]
[null,null,"Unit 8"]
[null,8,0,0,null,{"$f":"D82","v":0.94099999999999995},{"$f":"((pSpcCon*INDEX(tLoss8a,D134+1,G$88) + (1-pSpcCon)*INDEX(tLoss8b,D134+1,G$88))*0.001 + 100%*INDEX(Capacity,B134)) * H134","v":135638.22530250001},{"$f":"'Sectors and Applications'!T25","v":2425.2510000000002}]
[null,{"$f":"B134","v":8},{"$f":"C134+1","v":1},1,null,{"$f":"D83","v":0.95399999999999996},{"$f":"((pSpcCon*INDEX(tLoss8a,D135+1,G$88) + (1-pSpcCon)*INDEX(tLoss8b,D135+1,G$88))*0.001 + 100%*INDEX(Capacity,B135)) * H135","v":135638.22530250001},{"$f":"H134","v":2425.2510000000002}]
[null,{"$f":"B135","v":8},2,2,null,{"$f":"D84","v":0.95799999999999996},{"$f":"((pSpcCon*INDEX(tLoss8a,D136+1,G$88) + (1-pSpcCon)*INDEX(tLoss8b,D136+1,G$88))*0.001 + 100%*INDEX(Capacity,B136)) * H136","v":135638.22530250001},2425.2510000000002]
[null,{"$f":"B136","v":8},3,3,null,{"$f":"D85","v":0.96199999999999997},{"$f":"((pSpcCon*INDEX(tLoss8a,D137+1,G$88) + (1-pSpcCon)*INDEX(tLoss8b,D137+1,G$88))*0.001 + 100%*INDEX(Capacity,B137)) * H137","v":135638.22530250001},2425.2510000000002]
[null,8,4,4,null,{"$f":"D86","v":0.96499999999999997},{"$f":"((pSpcCon*INDEX(tLoss8a,D138+1,G$88) + (1-pSpcCon)*INDEX(tLoss8b,D138+1,G$88))*0.001 + 100%*INDEX(Capacity,B138)) * H138","v":135638.22530250001},2425.2510000000002]

{"sheet":"Equipment Price","index":9,"n_rows":56,"n_cols":36,"rows_kept":56,"cut":false,"hidden":false,"merged":[]}
[null,"Equipment Prices"]
[]
[null,"Import Parameters",null,null,null,null,null,null,null,null,null,null,null,null,null,null,null,null,null,null,"Distribution Channels:"]
[null,"from: LCC and Payback",null,null,null,null,null,null,null,null,null,null,null,null,"Motor","Manufacturer Selling Price","Manufacturer Selling Price","Retail","Shipping",null,null,"Channel"]
[null,null,null,null,null,null,null,null,null,null,null,"RU","EL","EF","Weight","In 2011 $","In 2011 $","Price","Cost",null,"To OEM to End-user",1,0.5]
[null,"Markup Option:",{"$f":"choice_Markup","v":"Medium"},null,null,null,null,null,null,null,null,null,null,null,"(lbs)",null,null,null,null,null,"To Distributor to End-user",2,0.24]
[null,"User Option: ","MSF Case",null,1,null,null,null,null,null,null,1,0,0.82499999999999996,81.412499999999994,323.66888546822656,{"$f":"P7","v":323.66888546822656},{"$f":"Q7 * INDEX(markupBase,iChannel)*retail_discfac","v":468.06404865331183},{"$f":"O7 *1.078* UcostShip","v":56.949738946488573},null,"To Distributor to OEM to End-user",3,0.23]
[null,null,null,null,null,null,null,null,null,null,null,1,1,0.875,81.162499999999994,326.35238451976102,{"$f":"P8","v":326.35238451976102},{"$f":"Q8 * INDEX(markupBase,iChannel)*retail_discfac","v":471.94471030171684},56.774858740910524,null,"To Contractor to End-user",4,7.4999999999999997E-3]
[null,"Local Parameters",null,null,null,null,null,null,null,null,null,1,2,0.89500000000000002,102.825,358.10591042744096,358.10591042744096,{"$f":"R$8 + (Q9-Q$8) * INDEX(markupIncr,iChannel)*retail_discfac","v":512.76196264448492},71.928228554247667,null,"To Distributor to Contractor to End-user",5,7.4999999999999997E-3]
[null,"Space Constrained?",{"$f":"TRUE","v":true},null,null,null,null,null,null,null,null,1,3,0.90200000000000002,98.207024495677231,369.68323041381888,369.68323041381888,{"$f":"R$8 + (Q10-Q$8) * INDEX(markupIncr,iChannel)*retail_discfac","v":527.64391284777457},68.697858532046396,null,"To End-user",6,1.4999999999999999E-2]
[null,"Markup multiplier",{"$f":"INDEX(_xMarkup, iMarkup)","v":1},null,null,null,null,null,null,null,null,1,4,0.91,120.14408501440921,522.54193648443561,522.54193648443561,{"$f":"R$8 + (Q11-Q$8) * INDEX(markupIncr,iChannel)*retail_discfac","v":724.1346079791881},84.043289145221365,null,null,"Sampled Channel",2]
[null,null,null,null,null,null,null,null,null,null,null,1,5,0.91700000000000004,126.54408501440921,578.85944214778976,578.85944214778976,{"$f":"R$8 + (Q12-Q$8) * INDEX(markupIncr,iChannel)*retail_discfac","v":796.52738245909006},88.52022240801918]
[null,"Product Price Forecasting Parameter",null,null,null,null,null,null,null,null,null,null,null,null,null,null,null,null,null,null,"Markups",null,"Baseline Markup",null,null,null,null,null,null,"Incremental Markup"]
[null,"Product Price Forecasting Correction Factor",null,null,{"$f":"INDEX(xlearning,ilearning)","v":1},null,null,null,null,null,null,2,0,0.89500000000000002,319.89999999999998,826.71098836904162,826.71098836904162,{"$f":"Q14 * INDEX(markupBase,iChannel)*retail_discfac","v":1195.5232945002385},{"$f":"O14 *1.078* UcostShip","v":223.77671105765936},null,null,null,"channel 1","channel 2","channel 3","channel 4","channel 5","channel 6","wt. avg.","channel 1","channel 2","channel 3","channel 4","channel 5","channel 6","wt. avg."]
[null,null,null,null,null,null,null,null,null,null,null,2,1,0.92400000000000004,409.04999999999995,1044.1464538668399,1044.1464538668399,{"$f":"Q15 * INDEX(markupBase,iChannel)*retail_discfac","v":1509.9610698659146},286.13899236678827,null,"Distributor",null,1,1.35,1.35,1,1.35,1,1.167125,1,1.2,1.2,1,1.2,1,1.0954999999999999]
[null,"Retail Price Discount Parameter",null,null,null,null,null,null,null,null,null,2,2,0.93600000000000005,506.09141048824586,1193.0991109574481,1193.0991109574481,{"$f":"R$15 + (Q16-Q$15) * INDEX(markupIncr,iChannel)*retail_discfac","v":1701.4307733964661},354.02147962985771,null,"OEM",null,1.4366518397649282,1,1.4366518397649282,1,1,1,1.3187558430283977,1.390751783971852,1,1.390751783971852,1,1,1,1.2852488022994519]
[null,"Retail Price Discount ",null,null,{"$f":"INDEX(xretail_discount,iretail_discount)","v":1},null,null,null,null,null,null,2,3,0.94099999999999995,499.45618444846286,1203.7236067272297,1203.7236067272297,{"$f":"R$15 + (Q17-Q$15) * INDEX(markupIncr,iChannel)*retail_discfac","v":1715.087925238774},349.38000085428166,null,"Contractor/Installer",null,1,1,1,1.1000000000000001,1.1000000000000001,1,1.0014999999999998,1,1,1,1.1000000000000001,1.1000000000000001,1,1.0014999999999998]
[null,null,null,null,null,null,null,null,null,null,null,2,4,0.94499999999999995,617.18164556962017,1936.0831342368792,1936.0831342368792,{"$f":"R$15 + (Q18-Q$15) * INDEX(markupIncr,iChannel)*retail_discfac","v":2656.4921562807776},431.73141222483162,null,"Markup before Tax",null,1.4366518397649282,1.35,1.9394799836826531,1.1000000000000001,1.4850000000000003,1,1.5227938161294745,1.390751783971852,1.2,1.6689021407662223,1.1000000000000001,1.32,1,1.4003733843621571]
[null,"Export Parameters",null,null,null,null,null,null,null,null,null,2,5,{"$f":"'Energy Use'!L18","v":0.94499999999999995},{"$f":"O18","v":617.18164556962017},{"$f":"P18","v":1936.0831342368792},1936.0831342368792,{"$f":"R$15 + (Q19-Q$15) * INDEX(markupIncr,iChannel)*retail_discfac","v":2656.4921562807776},431.73141222483162,null,"Sales Tax",null,1.0711999999999999,1.0711999999999999,1.0711999999999999,1.0711999999999999,1.0711999999999999,1.0711999999999999,1.0712000000000002,1.0711999999999999,1.0711999999999999,1.0711999999999999,1.0711999999999999,1.0711999999999999,1.0711999999999999,1.0712000000000002]
[null,"to: Interpolation",null,null,null,null,null,null,null,null,null,null,null,null,null,null,null,null,null,null,"Overall (incl. Tax and variance)",null,1.5389414507561909,1.4461200000000001,2.0775709585208579,1.17832,1.5907320000000003,1.0711999999999999,1.6312167358378933,1.4897733109906477,1.2854399999999999,1.7877279731887772,1.17832,1.4139839999999999,1.0711999999999999,1.5000799693287428]
[null,"Total Installed Price (2011$)",null,null,null,null,null,null,null,null,null,3,0,0.93,685.76925860547226,1832.6164204710515,1832.6164204710515,{"$f":"Q21 * INDEX(markupBase,iChannel)*retail_discfac","v":2650.183257971597},{"$f":"O21 *1.078* UcostShip","v":479.709875696099}]
[null,null,"RU1","RU2","RU3","RU4","RU5","RU6","Ru7","RU8",null,3,1,0.94099999999999995,836.75,1993.9219360047023,1993.9219360047023,{"$f":"Q22 * INDEX(markupBase,iChannel)*retail_discfac","v":2883.4503900951204},585.32404806969828,null,null,"Markup Variance",0.147520762471259]
[null,0,{"$f":"R7*xMarkup+S7","v":525.01378759980037},{"$f":"R14*xMarkup+S14","v":1419.300005557898},{"$f":"R21*xMarkup+S21","v":3129.893133667696},{"$f":"R28*xMarkup+S28","v":523.59605634252011},{"$f":"R33*xMarkup+S33","v":2522.5988339518963},{"$f":"R38*xMarkup+S38","v":528.71956904262731},{"$f":"R44*xMarkup+S44","v":1796.1000622327028},{"$f":"R50*xMarkup+S50","v":3468.7744381648185},null,3,2,0.95399999999999996,909.78973080317746,2270.0979317308784,2270.0979317308784,{"$f":"R$22 + (Q23-Q$22) * INDEX(markupIncr,iChannel)*retail_discfac","v":3238.4580620413763},636.41686062259566]
[null,1,{"$f":"R8*xMarkup+S8","v":528.71956904262731},1796.1000622327028,3468.7744381648185,{"$f":"R29*xMarkup+S29","v":563.46339410612075},{"$f":"R34*xMarkup+S34","v":2864.4403448979683},{"$f":"R39*xMarkup+S39","v":584.69019119873258},{"$f":"R45*xMarkup+S45","v":2055.4522530263239},{"$f":"R51*xMarkup+S51","v":3874.874922663972},null,3,3,0.95799999999999996,930.25,2581.1031101656554,2581.1031101656554,{"$f":"R$22 + (Q24-Q$22) * INDEX(markupIncr,iChannel)*retail_discfac","v":3638.2365586085762},650.72924495588506]
[null,2,584.69019119873258,2055.4522530263239,3874.874922663972,{"$f":"R30*xMarkup+S30","v":801.76138294491147},{"$f":"R35*xMarkup+S35","v":3293.926424354243},{"$f":"R40*xMarkup+S40","v":596.34177137982101},{"$f":"R46*xMarkup+S46","v":2064.4679260930557},{"$f":"R52*xMarkup+S52","v":4288.9658035644616},null,3,4,0.96199999999999997,1089.9943071491614,3352.7880510805935,3352.7880510805935,{"$f":"R$22 + (Q25-Q$22) * INDEX(markupIncr,iChannel)*retail_discfac","v":4630.1912490582736},762.4737140525524]
[null,3,596.34177137982101,2064.4679260930557,4288.9658035644616,{"$f":"R31*xMarkup+S31","v":852.55773296191694},{"$f":"R36*xMarkup+S36","v":3534.3127584475833},{"$f":"R41*xMarkup+S41","v":808.17789712440947},{"$f":"R47*xMarkup+S47","v":3088.2235685056094},{"$f":"R53*xMarkup+S53","v":5392.6649631108257},null,3,5,0.96499999999999997,1172.5813327449248,3712.3325365672217,3712.3325365672217,{"$f":"R$22 + (Q26-Q$22) * INDEX(markupIncr,iChannel)*retail_discfac","v":5092.3641124822052},820.24505810961614]
[null,4,808.17789712440947,3088.2235685056094,5392.6649631108257,null,null,{"$f":"R42*xMarkup+S42","v":885.04760486710927},{"$f":"R48*xMarkup+S48","v":3088.2235685056094},{"$f":"R54*xMarkup+S54","v":5912.6091705918216}]
[null,5,885.04760486710927,3088.2235685056094,5912.6091705918216,null,null,null,null,null,null,4,0,{"$f":"'Energy Use'!L27","v":0.875},78,324.33921956834274,324.33921956834274,{"$f":"Q28 * INDEX(markupBase,iChannel)*retail_discfac","v":469.03343220217181},{"$f":"O28 *1.078* UcostShip","v":54.562624140348333}]
[null,null,null,null,null,null,null,null,null,null,null,4,{"$f":"M28+1","v":1},{"$f":"'Energy Use'!L28","v":0.89500000000000002},91.115789473684217,348.21631217919651,348.21631217919651,{"$f":"R$28 + (Q29-Q$28) * INDEX(markupIncr,iChannel)*retail_discfac","v":499.72600212786767},{"$f":"O29 *1.078* UcostShip","v":63.737391978253058}]
[null,"to: Rebuttable Payback",null,null,null,null,null,null,null,null,null,4,2,{"$f":"'Energy Use'!L29","v":0.90200000000000002},112.864,521.76362883933189,521.76362883933189,{"$f":"R$28 + (Q30-Q$28) * INDEX(markupIncr,iChannel)*retail_discfac","v":722.81066485547206},{"$f":"O30 *1.078* UcostShip","v":78.95071808943942}]
[null,"Avg. Total Installed Price (2011$)",null,null,null,null,null,null,null,null,null,4,3,{"$f":"'Energy Use'!L30","v":0.91},116.56399999999999,559.26683628149215,559.26683628149215,{"$f":"R$28 + (Q31-Q$28) * INDEX(markupIncr,iChannel)*retail_discfac","v":771.01878782992253},{"$f":"O31 *1.078* UcostShip","v":81.538945131994396}]
[null,null,"RU1","RU2","RU3","RU4","RU5","RU6","Ru7","RU8"]
[null,0,{"$f":"(Q$7*markupBaseAvg+S7)","v":584.92384179225803},{"$f":"(Q$14*markupBaseAvg+S14)","v":1572.3215109863261},{"$f":"(Q$21*markupBaseAvg+S21)","v":3469.1044511398118},{"$f":"(Q$28*markupBaseAvg+S28)","v":583.63018718883018},{"$f":"(Q$33*markupBaseAvg+S33)","v":2791.3960343516655},{"$f":"(Q$38*markupBaseAvg+S38)","v":589.12633015014808},{"$f":"(Q$44*markupBaseAvg+S44)","v":1989.3681625801662},{"$f":"(Q$50*markupBaseAvg+S50)","v":3837.8428800348615},null,5,0,{"$f":"'Energy Use'!L32","v":0.93},604.04999999999995,1452.1984906053697,1452.1984906053697,{"$f":"Q33 * INDEX(markupBase,iChannel)*retail_discfac","v":2100.0532812342371},{"$f":"O33 *1.078* UcostShip","v":422.54555271765906}]
[null,1,{"$f":"(Q$7*markupBaseAvg+(Q8-Q$7)*markupIncrAvg+S8)","v":588.77442476159956},{"$f":"(Q$14*markupBaseAvg+(Q15-Q$14)*markupIncrAvg+S15)","v":1960.8543787103731},{"$f":"(Q$21*markupBaseAvg+(Q22-Q$21)*markupIncrAvg+S22)","v":3816.6897963076867},{"$f":"(Q$28*markupBaseAvg+(Q29-Q$28)*markupIncrAvg+S29)","v":628.62250337808393},{"$f":"(Q$33*markupBaseAvg+(Q34-Q$33)*markupIncrAvg+S34)","v":3178.7751266225164},{"$f":"(Q$38*markupBaseAvg+(Q39-Q$38)*markupIncrAvg+S39)","v":651.91252813315714},{"$f":"(Q$44*markupBaseAvg+(Q45-Q$44)*markupIncrAvg+S45)","v":2280.69154712315},{"$f":"(Q$50*markupBaseAvg+(Q51-Q$50)*markupIncrAvg+S51)","v":4303.2217717860158},null,5,{"$f":"M33+1","v":1},{"$f":"'Energy Use'!L33","v":0.94099999999999995},702.86787773933111,1664.3564659684459,1664.3564659684459,{"$f":"R$33 + (Q34-Q$33) * INDEX(markupIncr,iChannel)*retail_discfac","v":2372.7696290849499},{"$f":"O34 *1.078* UcostShip","v":491.67071581301826}]
[null,2,{"$f":"(Q$7*markupBaseAvg+(Q9-Q$7)*markupIncrAvg+S9)","v":651.56062274460862},{"$f":"(Q$14*markupBaseAvg+(Q16-Q$14)*markupIncrAvg+S16)","v":2252.1777632533567},{"$f":"(Q$21*markupBaseAvg+(Q23-Q$21)*markupIncrAvg+S23)","v":4282.0686880588419},{"$f":"(Q$28*markupBaseAvg+(Q30-Q$28)*markupIncrAvg+S30)","v":904.17068294189187},{"$f":"(Q$33*markupBaseAvg+(Q35-Q$33)*markupIncrAvg+S35)","v":3678.6793259463284},{"$f":"(Q$38*markupBaseAvg+(Q40-Q$38)*markupIncrAvg+S40)","v":666.04906392103078},{"$f":"(Q$44*markupBaseAvg+(Q46-Q$44)*markupIncrAvg+S46)","v":2291.9876616360411},{"$f":"(Q$50*markupBaseAvg+(Q52-Q$50)*markupIncrAvg+S52)","v":4784.0667946468266},null,5,2,{"$f":"'Energy Use'!L34","v":0.94499999999999995},713.96787773933102,1992.4319874463913,1992.4319874463913,{"$f":"R$33 + (Q35-Q$33) * INDEX(markupIncr,iChannel)*retail_discfac","v":2794.49102741356},{"$f":"O35 *1.078* UcostShip","v":499.43539694068318}]
[null,3,{"$f":"(Q$7*markupBaseAvg+(Q10-Q$7)*markupIncrAvg+S10)","v":665.69715853248226},{"$f":"(Q$14*markupBaseAvg+(Q17-Q$14)*markupIncrAvg+S17)","v":2263.4738777662478},{"$f":"(Q$21*markupBaseAvg+(Q24-Q$21)*markupIncrAvg+S24)","v":4762.9137109196517},{"$f":"(Q$28*markupBaseAvg+(Q31-Q$28)*markupIncrAvg+S31)","v":963.01672025401206},{"$f":"(Q$33*markupBaseAvg+(Q36-Q$33)*markupIncrAvg+S36)","v":3956.7402719852253},{"$f":"(Q$38*markupBaseAvg+(Q41-Q$38)*markupIncrAvg+S41)","v":910.69477764824774},{"$f":"(Q$44*markupBaseAvg+(Q47-Q$44)*markupIncrAvg+S47)","v":3472.9369305708788},{"$f":"(Q$50*markupBaseAvg+(Q53-Q$50)*markupIncrAvg+S53)","v":6053.4003862426262},null,5,3,{"$f":"'Energy Use'!L35","v":0.95},735.06787773933104,2167.956667511236,2167.956667511236,{"$f":"R$33 + (Q36-Q$33) * INDEX(markupIncr,iChannel)*retail_discfac","v":3020.1174721561138},{"$f":"O36 *1.078* UcostShip","v":514.19528629146976}]
[null,4,{"$f":"(Q$7*markupBaseAvg+(Q11-Q$7)*markupIncrAvg+S11)","v":910.34287225969922},{"$f":"(Q$14*markupBaseAvg+(Q18-Q$14)*markupIncrAvg+S18)","v":3444.4231467010859},{"$f":"(Q$21*markupBaseAvg+(Q25-Q$21)*markupIncrAvg+S25)","v":6032.2473025154522},null,null,{"$f":"(Q$38*markupBaseAvg+(Q42-Q$38)*markupIncrAvg+S42)","v":999.65247307920117},{"$f":"(Q$44*markupBaseAvg+(Q48-Q$44)*markupIncrAvg+S48)","v":3472.9369305708788},{"$f":"(Q$50*markupBaseAvg+(Q54-Q$50)*markupIncrAvg+S54)","v":6650.5172110607909}]
[null,5,{"$f":"(Q$7*markupBaseAvg+(Q12-Q$7)*markupIncrAvg+S12)","v":999.30056769065266},{"$f":"(Q$14*markupBaseAvg+(Q19-Q$14)*markupIncrAvg+S19)","v":3444.4231467010859},{"$f":"(Q$21*markupBaseAvg+(Q26-Q$21)*markupIncrAvg+S26)","v":6629.3641273336161},null,null,null,null,null,null,6,0,{"$f":"'Energy Use'!L37","v":0.875},{"$f":"O8","v":81.162499999999994},{"$f":"P8","v":326.35238451976102},326.35238451976102,{"$f":"Q38 * INDEX(markupBase,iChannel)*retail_discfac","v":471.94471030171684},{"$f":"O38 *1.078* UcostShip","v":56.774858740910524}]
[null,null,null,null,null,null,null,null,null,null,null,6,{"$f":"M38+1","v":1},{"$f":"'Energy Use'!L38","v":0.89500000000000002},{"$f":"O9","v":102.825},{"$f":"P9","v":358.10591042744096},358.10591042744096,{"$f":"R$38 + (Q39-Q$38) * INDEX(markupIncr,iChannel)*retail_discfac","v":512.76196264448492},{"$f":"O39 *1.078* UcostShip","v":71.928228554247667}]
[null,null,null,null,null,null,null,null,null,null,null,6,2,{"$f":"'Energy Use'!L39","v":0.90200000000000002},98.207024495677231,369.68323041381888,369.68323041381888,{"$f":"R$38 + (Q40-Q$38) * INDEX(markupIncr,iChannel)*retail_discfac","v":527.64391284777457},{"$f":"O40 *1.078* UcostShip","v":68.697858532046396}]
[null,null,null,null,null,null,null,null,null,null,null,6,3,{"$f":"'Energy Use'!L40","v":0.91},120.14408501440921,522.54193648443561,522.54193648443561,{"$f":"R$38 + (Q41-Q$38) * INDEX(markupIncr,iChannel)*retail_discfac","v":724.1346079791881},{"$f":"O41 *1.078* UcostShip","v":84.043289145221365}]
[null,null,null,null,null,null,null,null,null,null,null,6,4,{"$f":"'Energy Use'!L41","v":0.91700000000000004},126.54408501440921,{"$f":"P12","v":578.85944214778976},578.85944214778976,{"$f":"R$38 + (Q42-Q$38) * INDEX(markupIncr,iChannel)*retail_discfac","v":796.52738245909006},{"$f":"O42 *1.078* UcostShip","v":88.52022240801918}]
[]
[null,null,null,null,null,null,null,null,null,null,null,7,0,{"$f":"'Energy Use'!L43","v":0.92400000000000004},{"$f":"O15","v":409.04999999999995},{"$f":"P15","v":1044.1464538668399},1044.1464538668399,{"$f":"Q44 * INDEX(markupBase,iChannel)*retail_discfac","v":1509.9610698659146},{"$f":"O44 *1.078* UcostShip","v":286.13899236678827}]
[null,null,null,null,null,null,null,null,null,null,null,7,{"$f":"M44+1","v":1},{"$f":"'Energy Use'!L44","v":0.93600000000000005},{"$f":"O16","v":506.09141048824586},{"$f":"P16","v":1193.0991109574481},1193.0991109574481,{"$f":"R$44 + (Q45-Q$44) * INDEX(markupIncr,iChannel)*retail_discfac","v":1701.4307733964661},{"$f":"O45 *1.078* UcostShip","v":354.02147962985771}]
[null,null,null,null,null,null,null,null,null,null,null,7,2,{"$f":"'Energy Use'!L45","v":0.94099999999999995},499.45618444846286,1203.7236067272297,1203.7236067272297,{"$f":"R$44 + (Q46-Q$44) * INDEX(markupIncr,iChannel)*retail_discfac","v":1715.087925238774},{"$f":"O46 *1.078* UcostShip","v":349.38000085428166}]
[null,null,null,null,null,null,null,null,null,null,null,7,3,{"$f":"'Energy Use'!L46","v":0.94499999999999995},617.18164556962017,1936.0831342368792,1936.0831342368792,{"$f":"R$44 + (Q47-Q$44) * INDEX(markupIncr,iChannel)*retail_discfac","v":2656.4921562807776},{"$f":"O47 *1.078* UcostShip","v":431.73141222483162}]
[null,null,null,null,null,null,null,null,null,null,null,7,4,{"$f":"'Energy Use'!L47","v":0.94499999999999995},{"$f":"O19","v":617.18164556962017},{"$f":"P19","v":1936.0831342368792},1936.0831342368792,{"$f":"R$44 + (Q48-Q$44) * INDEX(markupIncr,iChannel)*retail_discfac","v":2656.4921562807776},{"$f":"O48 *1.078* UcostShip","v":431.73141222483162}]
[]
[null,null,null,null,null,null,null,null,null,null,null,8,0,{"$f":"'Energy Use'!L49","v":0.94099999999999995},{"$f":"O22","v":836.75},{"$f":"P22","v":1993.9219360047023},1993.9219360047023,{"$f":"Q50 * INDEX(markupBase,iChannel)*retail_discfac","v":2883.4503900951204},{"$f":"O50 *1.078* UcostShip","v":585.32404806969828}]
[null,null,null,null,null,null,null,null,null,null,null,8,{"$f":"M50+1","v":1},{"$f":"'Energy Use'!L50","v":0.95399999999999996},{"$f":"O23","v":909.78973080317746},{"$f":"P23","v":2270.0979317308784},2270.0979317308784,{"$f":"R$50 + (Q51-Q$50) * INDEX(markupIncr,iChannel)*retail_discfac","v":3238.4580620413763},{"$f":"O51 *1.078* UcostShip","v":636.41686062259566}]
[null,null,null,null,null,null,null,null,null,null,null,8,2,{"$f":"'Energy Use'!L51","v":0.95799999999999996},930.25,2581.1031101656554,2581.1031101656554,{"$f":"R$50 + (Q52-Q$50) * INDEX(markupIncr,iChannel)*retail_discfac","v":3638.2365586085762},{"$f":"O52 *1.078* UcostShip","v":650.72924495588506}]
[null,null,null,null,null,null,null,null,null,null,null,8,3,{"$f":"'Energy Use'!L52","v":0.96199999999999997},1089.9943071491614,3352.7880510805935,3352.7880510805935,{"$f":"R$50 + (Q53-Q$50) * INDEX(markupIncr,iChannel)*retail_discfac","v":4630.1912490582736},{"$f":"O53 *1.078* UcostShip","v":762.4737140525524}]
[null,null,null,null,null,null,null,null,null,null,null,8,4,{"$f":"'Energy Use'!L53","v":0.96499999999999997},{"$f":"O26","v":1172.5813327449248},{"$f":"P26","v":3712.3325365672217},3712.3325365672217,{"$f":"R$50 + (Q54-Q$50) * INDEX(markupIncr,iChannel)*retail_discfac","v":5092.3641124822052},{"$f":"O54 *1.078* UcostShip","v":820.24505810961614}]
[]
[null,null,null,null,null,null,null,null,null,null,null,"Shipping Cost ",null,null,0.64890614314671435,null,"per lb"]

{"sheet":"Sectors and Applications","index":10,"n_rows":199,"n_cols":64,"rows_kept":199,"cut":false,"hidden":false,"merged":[[75,1,77,1],[66,10,68,10],[65,1,70,1],[37,10,42,10],[46,10,51,10],[55,10,60,10],[37,1,42,1],[46,1,51,1],[55,1,60,1]]}
[null,null,"Ownership and Applications"]
[]
[null,null,"Import Parameters",null,null,null,null,null,null,null,null,"Representative Unit index (iRU)",null,null,null,null,null,"HP lookup table (from iRU)",null,null,null,null,"Medium Annual Operating Hour Distribution by Applications - Indus. (HP 1 to 5)",null,null,null,null,null,null,null,null,null,null,null,null,null,null,null,null,null,null,"Motor Loading Distribution by Applications - Indus."]
[null,null,"From:",null,null,null,null,null,null,null,null,"iRU","Name",null,null,null,null,"iRU","iHP","HP size",null,null,"Hrs",1,1,"Hrs",2,2,"Hrs",3,3,"Hrs",4,4,"Hrs",5,5,"Hrs",null,6,null,"Loading (%)",null,1,"Loading ",null,2,"Loading ",null,3,"Loading ",null,4,"Loading ",null,5,"Loading ",null,6,1,2,3,4,5]
[null,null,"LCC and Payback",null,null,"multiplier",null,null,null,null,null,1,{"$f":"INDEX(RUname,L5)","v":"Design B, T-Frame, 5 HP, 4 poles, Enclosed"},null,null,null,null,1,1,5,null,null,"1-500",486.67171979096014,0.12380952380952381,"1-500",488.58248563485091,7.7569489334195219E-3,"1-500",489.02311147242949,3.7852718513420508E-2,"1-500",488.71850754232639,4.1866028708133975E-2,"1-500",489.48642417461923,3.3657442034405384E-2,"0-20",13,1,null,"0-5",{"$f":"BH5/100","v":4.9168654472931568E-2},0,"0-5",{"$f":"BI5/100","v":4.8753183441181028E-2},7.5949367088607592E-3,"0-5",{"$f":"BJ5/100","v":4.8086841118287857E-2},6.8493150684931503E-3,"0-5",{"$f":"BK5/100","v":4.7402432418308382E-2},0,"0-5",{"$f":"BL5/100","v":4.908602692406893E-2},0,"0-5",{"$f":"BJ5/100","v":4.8086841118287857E-2},6.8493150684931503E-3,4.9168654472931568,4.8753183441181029,4.8086841118287857,4.7402432418308384,4.9086026924068928]
[null,null,"Loading option:",null,null,null,null,null,null,null,null,2,"Design B, T-Frame, 30 HP, 4 poles, Enclosed",null,null,null,null,{"$f":"R5+1","v":2},2,30,null,null,"501-1000",973.34343958192028,1.9047619047619049E-2,"501-1000",977.16497126970182,7.7569489334195219E-3,"501-1000",978.04622294485898,3.7164487267721952E-2,"501-1000",977.43701508465278,1.6746411483253589E-2,"501-1000",978.97284834923846,1.4210919970082274E-2,"300-500",null,0,null,"5.1-10",{"$f":"BH6/100","v":9.8337308945863136E-2},0,"5.1-10",{"$f":"BI6/100","v":9.7506366882362056E-2},7.5949367088607592E-3,"5.1-10",{"$f":"BJ6/100","v":9.6173682236575714E-2},6.8493150684931503E-3,"5.1-10",{"$f":"BK6/100","v":9.4804864836616765E-2},0.125,"5.1-10",{"$f":"BL6/100","v":9.8172053848137861E-2},0,"5.1-10",{"$f":"BJ6/100","v":9.6173682236575714E-2},6.8493150684931503E-3,9.8337308945863136,9.7506366882362059,9.6173682236575715,9.4804864836616769,9.8172053848137857]
[null,null,"Operating hour option:",null,null,null,null,null,null,null,null,3,"Design B, T-Frame, 75 HP, 4 poles, Enclosed",null,null,null,null,{"$f":"R6+1","v":3},3,75,null,null,"1001-1500",1460.0151593728804,3.8095238095238099E-2,"1001-1500",1465.7474569045526,1.3574660633484163E-2,"1001-1500",1467.0693344172885,1.5829318651066758E-2,"1001-1500",1466.1555226269791,3.5885167464114832E-2,"1001-1500",1468.4592725238576,1.9072550486163051E-2,"6000-6500",null,0,null,"10.1-15",0.14750596341879471,7.6923076923076927E-2,"10.1-15",0.14625955032354307,5.0632911392405064E-3,"10.1-15",0.14426052335486358,1.3698630136986301E-2,"10.1-15",0.14220729725492517,6.25E-2,"10.1-15",0.14725808077220676,0,"10.1-15",0.14426052335486358,1.3698630136986301E-2,14.75059634187947,14.625955032354307,14.426052335486357,14.220729725492516,14.725808077220677]
[null,null,null,null,null,null,null,null,null,null,null,4,"Design C, T-Frame, 5 HP, 4 poles, Enclosed",null,null,null,null,4,1,5,null,null,"1501-2000",1946.6868791638406,1.9047619047619049E-2,"1501-2000",1954.3299425394036,3.6845507433742729E-2,"1501-2000",1956.092445889718,2.615278733654508E-2,"1501-2000",1954.8740301693056,3.2296650717703351E-2,"1501-2000",1957.9456966984769,3.5527299925205681E-2,"8000-8670",null,0,null,"15.1-20",0.19667461789172627,0,"15.1-20",0.19501273376472411,0,"15.1-20",0.19234736447315143,6.8493150684931503E-3,"15.1-20",0.18960972967323353,0,"15.1-20",0.19634410769627572,4.5454545454545456E-2,"15.1-20",0.19234736447315143,6.8493150684931503E-3,19.667461789172627,19.501273376472412,19.234736447315143,18.960972967323354,19.634410769627571]
[null,null,"Export Parameters",null,null,null,null,null,null,null,null,5,"Design C, T-Frame, 50 HP, 4 poles, Enclosed",null,null,null,null,5,2,50,null,null,"2001-2500",2433.358598954801,8.5714285714285715E-2,"2001-2500",2442.9124281742543,6.1409179056237877E-2,"2001-2500",2445.1155573621477,4.817618719889883E-2,"2001-2500",2443.5925377116318,6.1004784688995214E-2,"2001-2500",2447.4321208730962,3.8145100972326103E-2,null,null,null,null,"20.1-25",0.24584327236465786,0,"20.1-25",0.24376591720590512,2.0253164556962026E-2,"20.1-25",0.2404342055914393,6.8493150684931503E-3,"20.1-25",0.23701216209154197,0,"20.1-25",0.24543013462034463,0,"20.1-25",0.2404342055914393,6.8493150684931503E-3,24.584327236465786,24.376591720590511,24.043420559143929,23.701216209154197,24.543013462034462]
[null,null,"To:",null,null,null,null,null,null,null,null,6,"Fire Pump, 5 HP, 4 poles, Enclosed",null,null,null,null,6,1,5,null,null,"2501-3000",2920.0303187457607,0.13333333333333333,"2501-3000",2931.4949138091051,9.5669036845507427E-2,"2501-3000",2934.1386688345769,5.6434962147281484E-2,"2501-3000",2932.3110452539581,1.076555023923445E-2,"2501-3000",2936.9185450477153,4.4128646222887064E-2,null,null,null,null,"25.1-30",0.29501192683758942,0,"25.1-30",0.29251910064708614,3.7974683544303799E-2,"25.1-30",0.28852104670972717,6.8493150684931503E-3,"25.1-30",0.28441459450985035,0.1875,"25.1-30",0.29451616154441351,0,"25.1-30",0.28852104670972717,6.8493150684931503E-3,29.501192683758941,29.251910064708614,28.852104670972714,28.441459450985032,29.451616154441354]
[null,null,"iRU","iHP","iSec","iApp","Hrs/year","%Loading",null,null,null,7,"Fire Pump, 30 HP, 4 poles, Enclosed",null,null,null,null,7,2,30,null,null,"3001-3500",3406.7020385367214,9.5238095238095233E-2,"3001-3500",3420.077399443956,3.2967032967032968E-2,"3001-3500",3423.1617803070062,6.6070199587061257E-2,"3001-3500",3421.0295527962844,8.3732057416267946E-3,"3001-3500",3426.4049692223343,2.3186237845923711E-2,null,null,null,null,"30.1-35",0.34418058131052098,0,"30.1-35",0.34127228408826715,5.5696202531645568E-2,"30.1-35",0.33660788782801504,6.8493150684931503E-3,"30.1-35",0.33181702692815868,0,"30.1-35",0.34360218846848251,9.0909090909090912E-2,"30.1-35",0.33660788782801504,6.8493150684931503E-3,34.418058131052099,34.127228408826717,33.660788782801504,33.181702692815868,34.360218846848248]
[null,null,1,{"$f":"INDEX(tblHP,C12)","v":1},{"$f":"INDEX(tblSector,iHP)","v":2},{"$f":"INDEX(tblApp,iSec,iRU)","v":5},{"$f":"INDEX(CHOOSE(iSec,tblOpHr1,tblOpHr2,tblOpHr3), iApp, iHP)","v":2556.7128160783773},{"$f":"INDEX(tblload,iApp,iSec)","v":0.19634410769627572},null,null,null,8,"Fire Pump, 75 HP, 4 poles, Enclosed",null,null,null,null,8,3,75,null,null,"3501-4000",3893.3737583276811,1.9047619047619049E-2,"3501-4000",3908.6598850788073,1.680672268907563E-2,"3501-4000",3912.1848917794359,1.7894012388162423E-2,"3501-4000",3909.7480603386111,3.2296650717703351E-2,"3501-4000",3915.8913933969538,4.113687359760658E-2,null,null,null,null,"35.1-40",0.39334923578345254,0,"35.1-40",0.39002546752944822,0.11139240506329114,"35.1-40",0.38469472894630286,4.7945205479452052E-2,"35.1-40",0.37921945934646706,0.25,"35.1-40",0.39268821539255144,4.5454545454545456E-2,"35.1-40",0.38469472894630286,4.7945205479452052E-2,39.334923578345254,39.002546752944824,38.469472894630286,37.921945934646708,39.268821539255143]
[null,null,{"$f":"C12+1","v":2},{"$f":"INDEX(tblHP,C13)","v":2},2,5,684.12071921221536,0.19634410769627572,null,null,null,null,null,null,null,null,null,null,null,null,null,null,"4001-4500",4380.0454781186418,8.5714285714285715E-2,"4001-4500",4397.2423707136577,5.8823529411764705E-2,"4001-4500",4401.2080032518652,6.5381968341362701E-2,"4001-4500",4398.4665678809379,3.3492822966507178E-2,"4001-4500",4405.3778175715734,3.2535527299925204E-2,null,null,null,null,"40.1-45",0.44251789025638416,7.6923076923076927E-2,"40.1-45",0.43877865097062924,7.5949367088607597E-2,"40.1-45",0.43278157006459073,2.7397260273972601E-2,"40.1-45",0.4266218917647755,0,"40.1-45",0.44177424231662032,0,"40.1-45",0.43278157006459073,2.7397260273972601E-2,44.251789025638416,43.877865097062923,43.278157006459075,42.662189176477547,44.17742423166203]
[null,null,{"$f":"C13+1","v":3},3,2,3,2337.2426858325844,0.38469472894630286,null,null,null,"Sector indices (iSec):",null,null,null,null,null,"Overall Averages ",null,null,null,null,"4501-5000",4866.717197909602,2.8571428571428571E-2,"4501-5000",4885.8248563485085,3.749191984486102E-2,"4501-5000",4890.2311147242954,3.3723331039229178E-2,"4501-5000",4887.1850754232637,1.6746411483253589E-2,"4501-5000",4894.8642417461924,8.9753178758414359E-3,null,null,null,null,"45.1-50",0.49168654472931572,0,"45.1-50",0.48753183441181025,3.7974683544303799E-2,"45.1-50",0.4808684111828786,5.4794520547945202E-2,"45.1-50",0.47402432418308393,0,"45.1-50",0.49086026924068926,4.5454545454545456E-2,"45.1-50",0.4808684111828786,5.4794520547945202E-2,49.168654472931571,48.753183441181022,48.086841118287857,47.402432418308393,49.086026924068925]
[null,null,4,1,2,2,3549.9817439709209,0.68254456817653431,null,null,null,"iSec","Sector",null,null,null,null,"for Rebuttable Payback",null,null,null,null,"5001-5500",5353.3889177005622,0,"5001-5500",5374.4073419833594,1.5513897866839044E-2,"5001-5500",5379.2542261967246,1.9270474879559532E-2,"5001-5500",5375.9035829655895,1.7942583732057416E-2,"5001-5500",5384.3506659208124,2.468212415856395E-2,null,null,null,null,"50.1-55",0.54085519920224734,0,"50.1-55",0.53628501785299132,8.1012658227848103E-2,"50.1-55",0.52895525230116636,6.8493150684931503E-2,"50.1-55",0.52142675660139237,0,"50.1-55",0.5399462961647582,0,"50.1-55",0.52895525230116636,6.8493150684931503E-2,54.085519920224733,53.628501785299129,52.89552523011664,52.142675660139233,53.994629616475819]
[null,null,5,2,2,3,{"$f":"INDEX(CHOOSE(iSec,tblOpHr1,tblOpHr2,tblOpHr3), iApp, iHP)","v":2227.1716618658797},0.38469472894630286,null,null,null,1,"Industrial ",null,null,null,null,null,null,"Oper. Hrs","Load",null,"5501-6000",5840.0606374915214,9.5238095238095247E-3,"5501-6000",5862.9898276182103,2.4563671622495151E-2,"5501-6000",5868.2773376691539,1.3764624913971095E-2,"5501-6000",5864.6220905079163,1.9138755980861243E-2,"5501-6000",5873.8370900954305,1.6080777860882575E-2,null,null,null,null,"55.1-60",0.59002385367517884,0.15384615384615385,"55.1-60",0.58503820129417228,5.3164556962025315E-2,"55.1-60",0.57704209341945434,8.2191780821917804E-2,"55.1-60",0.5688291890197007,0,"55.1-60",0.58903232308882703,4.5454545454545456E-2,"55.1-60",0.57704209341945434,8.2191780821917804E-2,59.002385367517881,58.503820129417228,57.704209341945429,56.882918901970065,58.903232308882707]
[null,null,6,1,2,6,0.89732037479864446,0.96173682236575719,null,null,null,2,"Commercial",null,null,null,null,"iRU","iHP","hrs/yr",null,null,"6001-6500",6326.7323572824826,0,"6001-6500",6351.5723132530611,5.4298642533936653E-2,"6001-6500",6357.3004491415841,3.509979353062629E-2,"6001-6500",6353.340598050243,3.8277511961722487E-2,"6001-6500",6363.3235142700496,2.8795811518324606E-2,null,null,null,null,"60.1-65",0.63919250814811035,0.15384615384615385,"60.1-65",0.63379138473535335,7.3417721518987344E-2,"60.1-65",0.62512893453774221,6.1643835616438353E-2,"60.1-65",0.61623162143800903,0,"60.1-65",0.63811835001289607,0.13636363636363635,"60.1-65",0.62512893453774221,6.1643835616438353E-2,63.919250814811036,63.379138473535335,62.512893453774218,61.623162143800904,63.811835001289609]
[null,null,7,2,2,6,2.7097344804600505,0.96173682236575719,null,null,null,3,"Agricultural",null,null,null,null,1,{"$f":"INDEX(tblHP,R18)","v":1},{"$f":"INDEX(tblSec,S18,1)*SUMPRODUCT(OFFSET(M$38,0,R18,6,1),OFFSET(F$38,0,S18,6,1))+INDEX(tblSec,S18,2)*SUMPRODUCT(OFFSET(M$47,0,R18,6,1),OFFSET(F$47,0,S18,6,1))+INDEX(tblSec,INDEX(tblHP,R18),3)*SUMPRODUCT(OFFSET(M$56,0,R18,6,1),OFFSET(F$56,0,S18,6,1))","v":3644.7344858408642},{"$f":"E76*SUMPRODUCT(N38:N43,G66:G71)+F76*SUMPRODUCT(N47:N52,G66:G71)+G76*SUMPRODUCT(N56:N61,G66:G71)","v":0.65063551899690208},null,"6501-7000",6813.4040770734427,0,"6501-7000",6840.154798887912,2.0038784744667099E-2,"6501-7000",6846.3235606140124,9.635237439779766E-3,"6501-7000",6842.0591055925688,2.751196172248804E-2,"6501-7000",6852.8099384446687,1.0097232610321616E-2,null,null,null,null,"65.1-70",0.68836116262104197,0,"65.1-70",0.68254456817653431,8.1012658227848103E-2,"65.1-70",0.67321577565603008,0.1095890410958904,"65.1-70",0.66363405385631735,0,"65.1-70",0.68720437693696501,0,"65.1-70",0.67321577565603008,0.1095890410958904,68.836116262104198,68.254456817653434,67.321577565603008,66.363405385631737,68.720437693696496]
[null,null,8,3,2,6,4.2253957894748986,0.96173682236575719,null,null,null,null,null,null,null,null,null,{"$f":"R18+1","v":2},2,3545.2201575410536,{"$f":"E77*SUMPRODUCT(O38:O43,G66:G71)+F77*SUMPRODUCT(O47:O52,G66:G71)+G77*SUMPRODUCT(O56:O61,G66:G71)","v":0.65558482550691521},null,"7001-7500",7300.075796864402,9.5238095238095247E-3,"7001-7500",7328.7372845227637,1.098901098901099E-2,"7001-7500",7335.3466720864426,2.0646937370956643E-3,"7001-7500",7330.7776131348955,1.7942583732057416E-2,"7001-7500",7342.2963626192886,7.4794315632011965E-3,null,null,null,null,"70.1-75",0.73752981709397358,0.15384615384615385,"70.1-75",0.73129775161771537,8.3544303797468356E-2,"70.1-75",0.72130261677431773,7.5342465753424653E-2,"70.1-75",0.71103648627462579,0,"70.1-75",0.73629040386103395,9.0909090909090912E-2,"70.1-75",0.72130261677431773,7.5342465753424653E-2,73.752981709397361,73.129775161771533,72.130261677431776,71.103648627462576,73.629040386103398]
[null,null,null,null,null,null,null,null,null,null,null,"Applications (iApp)",null,null,null,null,null,{"$f":"R19+1","v":3},3,{"$f":"INDEX(tblSec,S20,1)*SUMPRODUCT(OFFSET(M$38,0,R20,6,1),OFFSET(F$38,0,S20,6,1))+INDEX(tblSec,S20,2)*SUMPRODUCT(OFFSET(M$47,0,R20,6,1),OFFSET(F$47,0,S20,6,1))+INDEX(tblSec,INDEX(tblHP,R20),3)*SUMPRODUCT(OFFSET(M$56,0,R20,6,1),OFFSET(F$56,0,S20,6,1))","v":5266.0456045170731},{"$f":"E78*SUMPRODUCT(P38:P43,G66:G71)+F78*SUMPRODUCT(P47:P52,G66:G71)+G78*SUMPRODUCT(P56:P61,G66:G71)","v":0.64740971023179705},null,"7501-8000",7786.7475166553622,0,"7501-8000",7817.3197701576146,8.0155138978668397E-2,"7501-8000",7824.3697835588719,3.0282174810736407E-2,"7501-8000",7819.4961206772223,2.5119617224880382E-2,"7501-8000",7831.7827867939077,9.2370979805534784E-2,null,null,null,null,"75.1-80",0.78669847156690509,0.15384615384615385,"75.1-80",0.78005093505889644,7.3417721518987344E-2,"75.1-80",0.76938945789260571,9.5890410958904104E-2,"75.1-80",0.75843891869293412,0.125,"75.1-80",0.78537643078510289,0.13636363636363635,"75.1-80",0.76938945789260571,9.5890410958904104E-2,78.669847156690508,78.005093505889647,76.938945789260572,75.843891869293415,78.537643078510285]
[null,null,null,null,null,null,null,null,null,null,null,"iApp","Application",null,null,null,null,4,1,3786.5776082616808,{"$f":"E76*SUMPRODUCT(Q38:Q43,G66:G71)+F76*SUMPRODUCT(Q47:Q52,G66:G71)+G76*SUMPRODUCT(Q56:Q61,G66:G71)","v":0.62423557714345579},null,"8001-8500",8273.4192364463233,9.5238095238095247E-3,"8001-8500",8305.9022557924636,7.1105365223012279E-2,"8001-8500",8313.392895031302,6.4693737095664144E-2,"8001-8500",8308.2146282195481,0.13277511961722488,"8001-8500",8321.2692109685267,4.0762902019446524E-2,null,null,null,null,"80.1-85",0.83586712603983671,0,"80.1-85",0.82880411850007729,4.810126582278481E-2,"80.1-85",0.81747629901089358,6.1643835616438353E-2,"80.1-85",0.80584135111124255,0,"80.1-85",0.83446245770917171,4.5454545454545456E-2,"80.1-85",0.81747629901089358,6.1643835616438353E-2,83.586712603983671,82.880411850007732,81.747629901089354,80.584135111124255,83.446245770917173]
[null,null,"To: Discount Rate, LCC & Payback",null,null,null,null,null,null,null,null,1,"Air compressors",null,null,null,null,5,2,3410.9579026180118,{"$f":"E78*SUMPRODUCT(R38:R43,G66:G71)+F78*SUMPRODUCT(R47:R52,G66:G71)+G78*SUMPRODUCT(R56:R61,G66:G71)","v":0.66704584459908578},null,"8500-8760",8526.4885307376226,0.32380952380952382,"8500-8760",8559.965148322588,0.35423400129282484,"8500-8760",8567.6849129969651,0.42050929112181695,"8500-8760",8562.348252141559,0.43181818181818182,"8500-8760",8575.8021515393284,0.48915482423335827,null,null,null,null,"85.1-90",0.88503578051276832,0,"85.1-90",0.87755730194125847,4.3037974683544304E-2,"85.1-90",0.86556314012918145,7.5342465753424653E-2,"85.1-90",0.85324378352955099,0.1875,"85.1-90",0.88354848463324065,0.13636363636363635,"85.1-90",0.86556314012918145,7.5342465753424653E-2,88.503578051276833,87.755730194125846,86.556314012918151,85.324378352955094,88.354848463324061]
[null,null,"iRU","Appl. Index","iSec",null,null,null,null,null,null,{"$f":"L22+1","v":2},"Fans",null,null,null,null,6,1,6.8889999999999993,{"$f":"E76*SUMPRODUCT(S38:S43,G66:G71)+F76*SUMPRODUCT(S47:S52,G66:G71)+G76*SUMPRODUCT(S56:S61,G66:G71)","v":0.68309663342006199},null,"mean hrs",null,{"$f":"SUMPRODUCT(X5:X22,Y5:Y22)","v":4647.390476190476},null,null,{"$f":"SUMPRODUCT(AA5:AA22,AB5:AB22)","v":6193.3309631544926},null,null,{"$f":"SUMPRODUCT(AD5:AD22,AE5:AE22)","v":6027.7130075705436},null,null,{"$f":"SUMPRODUCT(AG5:AG22,AH5:AH22)","v":6485.8791866028696},null,null,{"$f":"SUMPRODUCT(AJ5:AJ22,AK5:AK22)","v":6570.9360508601339},null,null,{"$f":"SUMPRODUCT(AM5:AM22,AN5:AN22)","v":13},null,"90.1-95",0.93420443498569983,0,"90.1-95",0.92631048538243943,3.7974683544303799E-2,"90.1-95",0.91364998124746932,2.7397260273972601E-2,"90.1-95",0.90064621594785932,0,"90.1-95",0.93263451155730948,0,"90.1-95",0.91364998124746932,2.7397260273972601E-2,93.420443498569981,92.631048538243945,91.364998124746933,90.064621594785933,93.263451155730948]
[null,null,1,{"$f":"F12","v":5},{"$f":"E12","v":2},null,null,null,null,null,null,{"$f":"L23+1","v":3},"Pumps",null,null,null,null,7,2,97.60199999999999,{"$f":"E77*SUMPRODUCT(T38:T43,G66:G71)+F77*SUMPRODUCT(T47:T52,G66:G71)+G77*SUMPRODUCT(T56:T61,G66:G71)","v":0.6830966334200621},null,null,null,null,null,null,null,null,null,null,null,null,null,null,null,null,null,null,null,null,"95.1-100",0.98337308945863144,0.15384615384615385,"95.1-100",0.9750636688236205,2.2784810126582278E-2,"95.1-100",0.96173682236575719,3.4246575342465752E-2,"95.1-100",0.94804864836616787,6.25E-2,"95.1-100",0.98172053848137852,0,"95.1-100",0.96173682236575719,3.4246575342465752E-2,98.337308945863143,97.506366882362045,96.173682236575715,94.804864836616787,98.17205384813785]
[null,null,{"$f":"C24+1","v":2},{"$f":"F13","v":5},{"$f":"E13","v":2},null,null,null,null,null,null,{"$f":"L24+1","v":4},"Material Handling and Processing",null,null,null,null,8,3,{"$f":"INDEX(tblSec,S25,1)*SUMPRODUCT(OFFSET(M$38,0,R25,6,1),OFFSET(F$38,0,S25,6,1))+INDEX(tblSec,S25,2)*SUMPRODUCT(OFFSET(M$47,0,R25,6,1),OFFSET(F$47,0,S25,6,1))+INDEX(tblSec,INDEX(tblHP,R25),3)*SUMPRODUCT(OFFSET(M$56,0,R25,6,1),OFFSET(F$56,0,S25,6,1))","v":2425.2510000000002},{"$f":"E78*SUMPRODUCT(U38:U43,G66:G71)+F78*SUMPRODUCT(U47:U52,G66:G71)+G78*SUMPRODUCT(U56:U61,G66:G71)","v":0.68309663342006188},null,"Medium Annual Operating Hour Distribution by Applications - Indus. (HP 21 to 50)",null,null,null,null,null,null,null,null,null,null,null,null,null,null,null,null,null,null,"100+",0.98337308945863144,7.6923076923076927E-2,"100+",0.9750636688236205,4.3037974683544304E-2,"100+",0.96173682236575719,0.12328767123287671,"100+",0.94804864836616787,0,"100+",0.98172053848137852,0.18181818181818182,"100+",{"$f":"BJ25/100","v":0.96173682236575719},0.12328767123287671,98.337308945863143,97.506366882362045,96.173682236575715,94.804864836616787,98.17205384813785]
[null,null,{"$f":"C25+1","v":3},{"$f":"F14","v":3},2,null,null,null,null,null,null,{"$f":"L25+1","v":5},"Other",null,null,null,null,null,null,null,null,null,"Hrs",1,1,"Hrs",2,2,"Hrs",3,3,"Hrs",4,4,"Hrs",5,5,"Hrs",null,6,null,"mean load",null,{"$f":"SUMPRODUCT(AR5:AR25,BH5:BH25)","v":69.592557100149307},null,null,{"$f":"SUMPRODUCT(AU5:AU25,BI5:BI25)","v":60.392234576632603},null,null,{"$f":"SUMPRODUCT(AX5:AX25,BJ5:BJ25)","v":68.309663342006175},null,null,{"$f":"SUMPRODUCT(BA5:BA25,BK5:BK25)","v":48.291228026151671},null,null,{"$f":"SUMPRODUCT(BD5:BD25,BL5:BL25)","v":70.50538412729901},null,null,{"$f":"SUMPRODUCT(BG5:BG25,BJ5:BJ25)","v":68.309663342006175}]
[null,null,4,2,2,null,null,null,null,null,null,6,"Fire Pumps",null,null,null,null,null,null,null,null,null,"1-500",477.06300331596412,0.15909090909090909,"1-500",490.65948802227774,1.8707482993197279E-2,"1-500",492.40453971957061,2.247191011235955E-2,"1-500",483.75137974346291,3.8461538461538464E-2,"1-500",489.65992903560175,1.2482662968099861E-2,"0-20",2.3518072289156629,0.375]
[null,null,5,3,2,null,null,null,null,null,null,null,null,null,null,null,null,null,null,null,null,null,"501-1000",954.12600663192825,6.8181818181818177E-2,"501-1000",981.31897604455548,8.5034013605442185E-3,"501-1000",984.80907943914121,2.247191011235955E-2,"501-1000",967.50275948692581,3.2051282051282048E-2,"501-1000",979.3198580712035,1.5256588072122053E-2,"300-500",58.795180722891601,0.25,null,"Motor Loading Distribution by Applications - Comm."]
[null,null,6,6,2,null,null,null,null,null,null,"HP size indices (iHP):",null,null,null,null,null,null,null,null,null,null,"1001-1500",1431.1890099478924,4.5454545454545456E-2,"1001-1500",1471.9784640668331,1.3605442176870748E-2,"1001-1500",1477.2136191587117,1.4044943820224719E-2,"1001-1500",1451.2541392303885,5.7692307692307696E-2,"1001-1500",1468.9797871068051,3.1900138696255201E-2,"6000-6500",764.3373493975904,0.125,null,"Loading (%)",null,1,"Loading ",null,2,"Loading ",null,3,"Loading ",null,4,"Loading ",null,5,"Loading ",null,6]
[null,null,7,6,2,null,null,null,null,null,null,"iHP","HP size",null,null,null,null,null,null,null,null,null,"1501-2000",1908.2520132638565,0,"1501-2000",1962.637952089111,1.1904761904761904E-2,"1501-2000",1969.6181588782824,3.0898876404494381E-2,"1501-2000",1935.0055189738516,1.282051282051282E-2,"1501-2000",1958.639716142407,2.0804438280166437E-2,"8000-8670",1019.5084337349398,0.25,null,"0-5",4.9168654472931568E-2,0,"0-5",4.8753183441181028E-2,7.5949367088607592E-3,"0-5",4.8086841118287857E-2,6.8493150684931503E-3,"0-5",4.7402432418308382E-2,0,"0-5",4.908602692406893E-2,0,"0-5",4.8086841118287857E-2,6.8493150684931503E-3]
[null,null,8,{"$f":"F19","v":6},2,null,null,null,null,null,null,1,"1-5",null,null,null,null,null,null,null,null,null,"2001-2500",2385.3150165798206,0,"2001-2500",2453.2974401113884,3.2312925170068028E-2,"2001-2500",2462.0226985978525,2.3876404494382022E-2,"2001-2500",2418.7568987173145,2.564102564102564E-2,"2001-2500",2448.2996451780086,4.1608876560332873E-2,null,null,null,null,"5.1-10",9.8337308945863136E-2,0,"5.1-10",9.7506366882362056E-2,7.5949367088607592E-3,"5.1-10",9.6173682236575714E-2,6.8493150684931503E-3,"5.1-10",9.4804864836616765E-2,0.125,"5.1-10",9.8172053848137861E-2,0,"5.1-10",9.6173682236575714E-2,6.8493150684931503E-3]
[null,null,null,null,null,null,null,null,null,null,null,2,"21-50",null,null,null,null,null,null,null,null,null,"2501-3000",2862.3780198957847,0.11363636363636363,"2501-3000",2943.9569281336662,2.8911564625850341E-2,"2501-3000",2954.4272383174234,3.3707865168539325E-2,"2501-3000",2902.5082784607771,3.2051282051282048E-2,"2501-3000",2937.9595742136103,4.0221914008321778E-2,null,null,null,null,"10.1-15",0.14750596341879471,7.6923076923076927E-2,"10.1-15",0.14625955032354307,5.0632911392405064E-3,"10.1-15",0.14426052335486358,1.3698630136986301E-2,"10.1-15",0.14220729725492517,6.25E-2,"10.1-15",0.14725808077220676,0,"10.1-15",0.14426052335486358,1.3698630136986301E-2]
[null,null,null,null,null,null,null,null,null,null,null,3,"51-100",null,null,null,null,null,null,null,null,null,"3001-3500",3339.4410232117484,2.2727272727272728E-2,"3001-3500",3434.6164161559445,0.25340136054421769,"3001-3500",3446.8317780369939,1.8258426966292134E-2,"3001-3500",3386.2596582042402,1.282051282051282E-2,"3001-3500",3427.6195032492124,2.3578363384188627E-2,null,null,null,null,"15.1-20",0.19667461789172627,0,"15.1-20",0.19501273376472411,0,"15.1-20",0.19234736447315143,6.8493150684931503E-3,"15.1-20",0.18960972967323353,0,"15.1-20",0.19634410769627572,4.5454545454545456E-2,"15.1-20",0.19234736447315143,6.8493150684931503E-3]
[null,null,null,null,null,null,null,null,null,null,null,null,null,null,null,null,null,null,null,null,null,null,"3501-4000",3816.504026527713,2.2727272727272728E-2,"3501-4000",3925.2759041782219,5.1020408163265302E-3,"3501-4000",3939.2363177565649,1.6853932584269662E-2,"3501-4000",3870.0110379477032,1.282051282051282E-2,"3501-4000",3917.279432284814,2.4965325936199722E-2,null,null,null,null,"20.1-25",0.24584327236465786,0,"20.1-25",0.24376591720590512,2.0253164556962026E-2,"20.1-25",0.2404342055914393,6.8493150684931503E-3,"20.1-25",0.23701216209154197,0,"20.1-25",0.24543013462034463,0,"20.1-25",0.2404342055914393,6.8493150684931503E-3]
[null,null,"Sampled Operating Hours by Application (iApp) and Motor Size (iHP)",null,null,null,null,null,null,null,null,"Distribution of Applications by Representive Units",null,null,null,null,null,null,null,null,null,null,"4001-4500",4293.5670298436762,6.8181818181818177E-2,"4001-4500",4415.9353922004993,5.7823129251700682E-2,"4001-4500",4431.6408574761354,3.2303370786516857E-2,"4001-4500",4353.7624176911668,0,"4001-4500",4406.9393613204156,3.6061026352288486E-2,null,null,null,null,"25.1-30",0.29501192683758942,0,"25.1-30",0.29251910064708614,3.7974683544303799E-2,"25.1-30",0.28852104670972717,6.8493150684931503E-3,"25.1-30",0.28441459450985035,0.1875,"25.1-30",0.29451616154441351,0,"25.1-30",0.28852104670972717,6.8493150684931503E-3]
[null,null,"Indus.","iHP (HP size group)",null,null,"Mean Value",null,null,null,null,"Industrial",null,"iRU (Representative Unit)",null,null,null,null,null,null,null,null,"4501-5000",4770.6300331596412,0.11363636363636363,"4501-5000",4906.5948802227767,1.8707482993197279E-2,"4501-5000",4924.0453971957049,1.1235955056179775E-2,"4501-5000",4837.5137974346289,1.9230769230769232E-2,"4501-5000",4896.5992903560173,1.6643550624133148E-2,null,null,null,null,"30.1-35",0.34418058131052098,0,"30.1-35",0.34127228408826715,5.5696202531645568E-2,"30.1-35",0.33660788782801504,6.8493150684931503E-3,"30.1-35",0.33181702692815868,0,"30.1-35",0.34360218846848251,9.0909090909090912E-2,"30.1-35",0.33660788782801504,6.8493150684931503E-3]
[null,null,"iSec=1",1,2,3,1,2,3,null,null,null,null,1,2,3,4,5,6,7,8,null,"5001-5500",5247.6930364756045,2.2727272727272728E-2,"5001-5500",5397.254368245055,3.7414965986394558E-2,"5001-5500",5416.4499369152763,8.4269662921348312E-3,"5001-5500",5321.265177178092,0,"5001-5500",5386.2592193916189,4.160887656033287E-3,null,null,null,null,"35.1-40",0.39334923578345254,0,"35.1-40",0.39002546752944822,0.11139240506329114,"35.1-40",0.38469472894630286,4.7945205479452052E-2,"35.1-40",0.37921945934646706,0.25,"35.1-40",0.39268821539255144,4.5454545454545456E-2,"35.1-40",0.38469472894630286,4.7945205479452052E-2]
[null,"iApp (Application)",1,3406.7020385367214,8358.1438180956902,6271.1856617647063,{"$f":"Y23","v":4647.390476190476},{"$f":"Y45","v":4577.636363636364},{"$f":"Y67","v":5337.4576271186434},null,"iApp (Application)",1,"Air compressors",1.8014835747085834E-2,2.2163120567375887E-2,5.5963302752293581E-2,0,0,0,0,0,null,"5501-6000",5724.7560397915695,0,"5501-6000",5887.9138562673324,3.0612244897959183E-2,"5501-6000",5908.8544766348468,2.3876404494382022E-2,"5501-6000",5805.0165569215542,2.564102564102564E-2,"5501-6000",5875.9191484272205,2.0804438280166437E-2,null,null,null,null,"40.1-45",0.44251789025638416,7.6923076923076927E-2,"40.1-45",0.43877865097062924,7.5949367088607597E-2,"40.1-45",0.43278157006459073,2.7397260273972601E-2,"40.1-45",0.4266218917647755,0,"40.1-45",0.44177424231662032,0,"40.1-45",0.43278157006459073,2.7397260273972601E-2]
[null,null,{"$f":"C38+1","v":2},7817.3197701576146,8596.3542301503057,3430.2448424739832,{"$f":"AB23","v":6193.3309631544926},{"$f":"AB45","v":5849.2619047619046},{"$f":"AB67","v":6974.5471014492759},null,null,{"$f":"L38+1","v":2},"Fans",0.22500883080183681,0.26551418439716312,0.25688073394495414,0.25,0,0,0,0,null,"6001-6500",6201.8190431075336,2.2727272727272728E-2,"6001-6500",6378.5733442896108,3.7414965986394558E-2,"6001-6500",6401.2590163544173,6.6011235955056174E-2,"6001-6500",6288.7679366650182,6.4102564102564097E-2,"6001-6500",6365.5790774628222,3.7447988904299581E-2,null,null,null,null,"45.1-50",0.49168654472931572,0,"45.1-50",0.48753183441181025,3.7974683544303799E-2,"45.1-50",0.4808684111828786,5.4794520547945202E-2,"45.1-50",0.47402432418308393,0,"45.1-50",0.49086026924068926,4.5454545454545456E-2,"45.1-50",0.4808684111828786,5.4794520547945202E-2]
[null,null,{"$f":"C39+1","v":3},2934.1386688345769,8626.9275358868763,6779.9488301238225,{"$f":"AE23","v":6027.7130075705436},{"$f":"AE45","v":6972.2823033707864},{"$f":"AE67","v":6868.7562326869793},null,null,{"$f":"L39+1","v":3},"Pumps",0.22306605439773933,0.33023049645390073,0.34220183486238531,0,0.2857142857142857,0,0,0,null,"6501-7000",6678.8820464234968,0,"6501-7000",6869.2328323118891,1.7006802721088435E-3,"6501-7000",6893.6635560739878,5.6179775280898875E-3,"6501-7000",6772.5193164084803,6.41025641025641E-3,"6501-7000",6855.2390064984247,1.1095700416088766E-2,null,null,null,null,"50.1-55",0.54085519920224734,0,"50.1-55",0.53628501785299132,8.1012658227848103E-2,"50.1-55",0.52895525230116636,6.8493150684931503E-2,"50.1-55",0.52142675660139237,0,"50.1-55",0.5399462961647582,0,"50.1-55",0.52895525230116636,6.8493150684931503E-2]
[null,null,{"$f":"C40+1","v":4},8562.348252141559,8475.3241731054713,7562.2508252514117,{"$f":"AH23","v":6485.8791866028696},{"$f":"AH45","v":6517.7435897435907},{"$f":"AH67","v":6314.6410256410245},null,null,{"$f":"L40+1","v":4},"Material Handling and Processing",0.11974567290709996,6.8262411347517732E-2,0.10642201834862386,0.25,0.14285714285714285,0,0,0,null,"7001-7500",7155.945049739461,0,"7001-7500",7359.8923203341656,8.5034013605442185E-3,"7001-7500",7386.0680957935592,8.4269662921348312E-3,"7001-7500",7256.2706961519434,0,"7001-7500",7344.8989355340254,6.9348127600554789E-3,null,null,null,null,"55.1-60",0.59002385367517884,0.15384615384615385,"55.1-60",0.58503820129417228,5.3164556962025315E-2,"55.1-60",0.57704209341945434,8.2191780821917804E-2,"55.1-60",0.5688291890197007,0,"55.1-60",0.58903232308882703,4.5454545454545456E-2,"55.1-60",0.57704209341945434,8.2191780821917804E-2]
[null,null,{"$f":"C41+1","v":5},8575.8021515393284,8578.8419567037417,6362.9226341432613,{"$f":"AK23","v":6570.9360508601339},{"$f":"AK45","v":6813.9472954230223},{"$f":"AK67","v":7128.3486590038319},null,null,{"$f":"L41+1","v":5},"Other",0.41416460614623807,0.31382978723404253,0.23853211009174313,0.5,0.5714285714285714,0,0,0,null,"7501-8000",7633.008053055426,6.8181818181818177E-2,"7501-8000",7850.5518083564439,6.2925170068027211E-2,"7501-8000",7878.4726355131297,2.9494382022471909E-2,"7501-8000",7740.0220758954065,0.15384615384615385,"7501-8000",7834.558864569628,6.5187239944521497E-2,null,null,null,null,"60.1-65",0.63919250814811035,0.15384615384615385,"60.1-65",0.63379138473535335,7.3417721518987344E-2,"60.1-65",0.62512893453774221,6.1643835616438353E-2,"60.1-65",0.61623162143800903,0,"60.1-65",0.63811835001289607,0.13636363636363635,"60.1-65",0.62512893453774221,6.1643835616438353E-2]
[null,null,{"$f":"C42+1","v":6},13,764.3373493975904,19.318828451882844,{"$f":"AN23","v":13},{"$f":"AN45","v":366},{"$f":"AN67","v":3847.666666666667},null,null,6,"Fire Pumps",0,0,0,0,0,1,1,1,null,"8001-8500",8110.0710563713892,4.5454545454545456E-2,"8001-8500",8341.2112963787204,1.7006802721088437E-2,"8001-8500",8370.8771752326993,9.269662921348315E-2,"8001-8500",8223.7734556388696,0.23717948717948717,"8001-8500",8324.2187936052287,9.1539528432732317E-2,null,null,null,null,"65.1-70",0.68836116262104197,0,"65.1-70",0.68254456817653431,8.1012658227848103E-2,"65.1-70",0.67321577565603008,0.1095890410958904,"65.1-70",0.66363405385631735,0,"65.1-70",0.68720437693696501,0,"65.1-70",0.67321577565603008,0.1095890410958904]
[null,null,null,null,null,null,null,null,null,null,null,null,"Total",{"$f":"SUM(N38:N43)","v":1},1,1,1,1,1,1,1,null,"8500-8760",8358.1438180956902,0.22727272727272727,"8500-8760",8596.3542301503057,0.35544217687074831,"8500-8760",8626.9275358868763,0.5393258426966292,"8500-8760",8475.3241731054713,0.26923076923076922,"8500-8760",8578.8419567037417,0.49930651872399445,null,null,null,null,"70.1-75",0.73752981709397358,0.15384615384615385,"70.1-75",0.73129775161771537,8.3544303797468356E-2,"70.1-75",0.72130261677431773,7.5342465753424653E-2,"70.1-75",0.71103648627462579,0,"70.1-75",0.73629040386103395,9.0909090909090912E-2,"70.1-75",0.72130261677431773,7.5342465753424653E-2]
[null,null,"Comm.","iHP (HP size group)",null,null,"Mean Value",null,null,null,null,"Commercial",null,"iRU (Representative Unit)",null,null,null,null,null,null,null,null,"mean hrs",null,{"$f":"SUMPRODUCT(X27:X44,Y27:Y44)","v":4577.636363636364},null,null,{"$f":"SUMPRODUCT(AA27:AA44,AB27:AB44)","v":5849.2619047619046},null,null,{"$f":"SUMPRODUCT(AD27:AD44,AE27:AE44)","v":6972.2823033707864},null,null,{"$f":"SUMPRODUCT(AG27:AG44,AH27:AH44)","v":6517.7435897435907},null,null,{"$f":"SUMPRODUCT(AJ27:AJ44,AK27:AK44)","v":6813.9472954230223},null,null,{"$f":"SUMPRODUCT(AM27:AM44,AN27:AN44)","v":366},null,"75.1-80",0.78669847156690509,0.15384615384615385,"75.1-80",0.78005093505889644,7.3417721518987344E-2,"75.1-80",0.76938945789260571,9.5890410958904104E-2,"75.1-80",0.75843891869293412,0.125,"75.1-80",0.78537643078510289,0.13636363636363635,"75.1-80",0.76938945789260571,9.5890410958904104E-2]
[null,null,"iSec=2",1,2,3,1,2,3,null,null,null,null,1,2,3,4,5,6,7,8,null,null,null,null,null,null,null,null,null,null,null,null,null,null,null,null,null,null,null,null,"80.1-85",0.83586712603983671,0,"80.1-85",0.82880411850007729,4.810126582278481E-2,"80.1-85",0.81747629901089358,6.1643835616438353E-2,"80.1-85",0.80584135111124255,0,"80.1-85",0.83446245770917171,4.5454545454545456E-2,"80.1-85",0.81747629901089358,6.1643835616438353E-2]
[null,"iApp (Application)",1,104.71935213627478,468.97205116058745,2375.1838235294117,1000,1500,1500,null,"iApp (Application)",1,"Air compressors",{"$f":"N38","v":1.8014835747085834E-2},{"$f":"O38","v":2.2163120567375887E-2},5.5963302752293581E-2,0,0,0,0,0,null,"Medium Annual Operating Hour Distribution by Applications - Indus. (HP 51 to 100)",null,null,null,null,null,null,null,null,null,null,null,null,null,null,null,null,null,null,"85.1-90",0.88503578051276832,0,"85.1-90",0.87755730194125847,4.3037974683544304E-2,"85.1-90",0.86556314012918145,7.5342465753424653E-2,"85.1-90",0.85324378352955099,0.1875,"85.1-90",0.88354848463324065,0.13636363636363635,"85.1-90",0.86556314012918145,7.5342465753424653E-2]
[null,null,{"$f":"C47+1","v":2},3549.9817439709209,3925.771219228267,4800.7575911858748,3000,3600,3900,null,null,{"$f":"L47+1","v":2},"Fans",{"$f":"N39","v":0.22500883080183681},{"$f":"O39","v":0.26551418439716312},0.25688073394495414,0.25,0,0,0,0,null,"Hrs",1,1,"Hrs",2,2,"Hrs",3,3,"Hrs",4,4,"Hrs",5,5,"Hrs",null,6,null,"90.1-95",0.93420443498569983,0,"90.1-95",0.92631048538243943,3.7974683544303799E-2,"90.1-95",0.91364998124746932,2.7397260273972601E-2,"90.1-95",0.90064621594785932,0,"90.1-95",0.93263451155730948,0,"90.1-95",0.91364998124746932,2.7397260273972601E-2]
[null,null,{"$f":"C48+1","v":3},1216.936948204662,2227.1716618658797,2337.2426858325844,1500,1800,1950,null,null,{"$f":"L48+1","v":3},"Pumps",{"$f":"N40","v":0.22306605439773933},0.33023049645390073,{"$f":"P40","v":0.34220183486238531},0,0.2857142857142857,0,0,0,null,"1-500",482.39889705882354,6.7796610169491525E-2,"1-500",490.03497749628337,7.246376811594203E-3,"1-500",484.28205929455874,3.0470914127423823E-2,"1-500",472.64067657821323,0,"1-500",489.45558724178937,2.681992337164751E-2,{"$f":"AL27","v":"0-20"},19.318828451882844,0.5,null,"95.1-100",0.98337308945863144,0.15384615384615385,"95.1-100",0.9750636688236205,2.2784810126582278E-2,"95.1-100",0.96173682236575719,3.4246575342465752E-2,"95.1-100",0.94804864836616787,6.25E-2,"95.1-100",0.98172053848137852,0,"95.1-100",0.96173682236575719,3.4246575342465752E-2]
[null,null,{"$f":"C49+1","v":4},295.22583715497098,2826.3236021771404,3074.1728293968622,1959,2380,2567,null,null,{"$f":"L49+1","v":4},"Material Handling and Processing",{"$f":"N41","v":0.11974567290709996},6.8262411347517732E-2,0.10642201834862386,0.25,0.14285714285714285,0,0,0,null,"501-1000",964.79779411764707,1.6949152542372881E-2,"501-1000",980.06995499256675,3.6231884057971015E-3,"501-1000",968.56411858911747,2.2160664819944598E-2,"501-1000",945.28135315642646,0,"501-1000",978.91117448357875,0,{"$f":"AL28","v":"300-500"},482.97071129707115,0,null,"100+",0.98337308945863144,7.6923076923076927E-2,"100+",0.9750636688236205,4.3037974683544304E-2,"100+",0.96173682236575719,0.12328767123287671,"100+",0.94804864836616787,0,"100+",0.98172053848137852,0.18181818181818182,"100+",0.96173682236575719,0.12328767123287671]
[null,null,{"$f":"C50+1","v":5},2556.7128160783773,684.12071921221536,881.29281587725859,1959,2380,2567,null,null,{"$f":"L50+1","v":5},"Other",{"$f":"N42","v":0.41416460614623807},0.31382978723404253,0.23853211009174313,0.5,0.5714285714285714,0,0,0,null,"1001-1500",1447.1966911764705,3.3898305084745763E-2,"1001-1500",1470.10493248885,0,"1001-1500",1452.8461778836761,8.3102493074792248E-3,"1001-1500",1417.9220297346399,4.2735042735042736E-2,"1001-1500",1468.3667617253682,2.681992337164751E-2,"6000-6500",6278.6192468619247,0.16666666666666666,null,"mean load",null,69.592557100149307,null,null,60.392234576632603,null,null,68.309663342006175,null,null,48.291228026151671,null,null,70.50538412729901,null,null,68.309663342006175]
[null,null,6,0.89732037479864446,2.7097344804600505,4.2253957894748986,3.3,3.3,3.3,null,null,6,"Fire Pumps",{"$f":"N43","v":0},0,0,0,0,1,1,1,null,"1501-2000",1929.5955882352941,3.3898305084745763E-2,"1501-2000",1960.1399099851335,3.6231884057971015E-3,"1501-2000",1937.1282371782349,2.7700831024930748E-3,"1501-2000",1890.5627063128529,3.4188034188034191E-2,"1501-2000",1957.8223489671575,1.1494252873563218E-2,"8000-8670",8374.7121338912148,0.33333333333333331]
[null,null,null,null,null,null,null,null,null,null,null,null,"Total",{"$f":"SUM(N47:N52)","v":1},1,1,1,1,1,1,1,null,"2001-2500",2411.9944852941176,0.10169491525423729,"2001-2500",2450.1748874814166,9.7826086956521743E-2,"2001-2500",2421.4102964727936,2.7700831024930747E-2,"2001-2500",2363.2033828910662,1.7094017094017096E-2,"2001-2500",2447.2779362089468,3.4482758620689655E-2,null,null,null,null,"Motor Loading Distribution by Applications - Agri."]
[null,null,"Agri.","iHP (HP size group)",null,null,"Mean Value",null,null,null,null,"Agricultural",null,"iRU (Representative Unit)",null,null,null,null,null,null,null,null,"2501-3000",2894.393382352941,3.3898305084745763E-2,"2501-3000",2940.2098649776999,3.6231884057971015E-3,"2501-3000",2905.6923557673522,8.3102493074792248E-3,"2501-3000",2835.8440594692797,1.7094017094017096E-2,"2501-3000",2936.7335234507364,1.1494252873563218E-2,null,null,null,null,"Loading (%)",null,1,"Loading ",null,2,"Loading ",null,3,"Loading ",null,4,"Loading ",null,5,"Loading ",null,6]
[null,null,"iSec=3",1,2,3,1,2,3,null,null,null,null,1,2,3,4,5,6,7,8,null,"3001-3500",3376.7922794117644,1.6949152542372881E-2,"3001-3500",3430.2448424739832,2.5362318840579712E-2,"3001-3500",3389.9744150619113,1.1080332409972299E-2,"3001-3500",3308.4847360474928,3.4188034188034191E-2,"3001-3500",3426.1891106925254,2.2988505747126436E-2,null,null,null,null,"0-5",4.9168654472931568E-2,0,"0-5",4.8753183441181028E-2,7.5949367088607592E-3,"0-5",4.8086841118287857E-2,6.8493150684931503E-3,"0-5",4.7402432418308382E-2,0,"0-5",4.908602692406893E-2,0,"0-5",4.8086841118287857E-2,6.8493150684931503E-3]
[null,"iApp (Application)",1,1393.5004188774085,198.01042160113693,1717.2181372549019,1901,1900,1900,null,"iApp (Application)",1,"Air compressors",{"$f":"N38","v":1.8014835747085834E-2},{"$f":"O38","v":2.2163120567375887E-2},5.5963302752293581E-2,0,0,0,0,0,null,"3501-4000",3859.1911764705883,1.6949152542372881E-2,"3501-4000",3920.279819970267,3.2608695652173912E-2,"3501-4000",3874.2564743564699,1.662049861495845E-2,"3501-4000",3781.1254126257058,0,"3501-4000",3915.644697934315,3.4482758620689655E-2,null,null,null,null,"5.1-10",9.8337308945863136E-2,0,"5.1-10",9.7506366882362056E-2,7.5949367088607592E-3,"5.1-10",9.6173682236575714E-2,6.8493150684931503E-3,"5.1-10",9.4804864836616765E-2,0.125,"5.1-10",9.8172053848137861E-2,0,"5.1-10",9.6173682236575714E-2,6.8493150684931503E-3]
[null,null,{"$f":"C56+1","v":2},6058.6355097103715,3623.7888177491695,5733.2545872960927,4800,4800,4800,null,null,{"$f":"L56+1","v":2},"Fans",{"$f":"N39","v":0.22500883080183681},0.26551418439716312,0.25688073394495414,{"$f":"Q39","v":0.25},{"$f":"R39","v":0},0,0,0,null,"4001-4500",4341.5900735294117,0.10169491525423729,"4001-4500",4410.3147974665499,6.1594202898550728E-2,"4001-4500",4358.538533651028,3.8781163434903045E-2,"4001-4500",4253.7660892039194,2.564102564102564E-2,"4001-4500",4405.1002851761041,1.1494252873563218E-2,null,null,null,null,"10.1-15",0.14750596341879471,7.6923076923076927E-2,"10.1-15",0.14625955032354307,5.0632911392405064E-3,"10.1-15",0.14426052335486358,1.3698630136986301E-2,"10.1-15",0.14220729725492517,6.25E-2,"10.1-15",0.14725808077220676,0,"10.1-15",0.14426052335486358,1.3698630136986301E-2]
[null,null,{"$f":"C57+1","v":3},2558.4882399054814,508.48668079129669,2277.3133861958513,1800,1800,1900,null,null,{"$f":"L57+1","v":3},"Pumps",{"$f":"N40","v":0.22306605439773933},0.33023049645390073,0.34220183486238531,0,0.2857142857142857,0,0,0,null,"4501-5000",4823.9889705882351,5.0847457627118647E-2,"4501-5000",4900.3497749628332,1.0869565217391304E-2,"4501-5000",4842.8205929455871,2.7700831024930748E-3,"4501-5000",4726.4067657821324,0,"4501-5000",4894.5558724178936,1.1494252873563218E-2,null,null,null,null,"15.1-20",0.19667461789172627,0,"15.1-20",0.19501273376472411,0,"15.1-20",0.19234736447315143,6.8493150684931503E-3,"15.1-20",0.18960972967323353,0,"15.1-20",0.19634410769627572,4.5454545454545456E-2,"15.1-20",0.19234736447315143,6.8493150684931503E-3]
[null,null,{"$f":"C58+1","v":4},1980.2284329843383,1113.3102424542308,1908.6337930858003,1500,1500,1500,null,null,{"$f":"L58+1","v":4},"Material Handling and Processing",{"$f":"N41","v":0.11974567290709996},6.8262411347517732E-2,0.10642201834862386,0.25,0.14285714285714285,0,0,0,null,"5001-5500",5306.3878676470586,3.3898305084745763E-2,"5001-5500",5390.3847524591174,7.246376811594203E-3,"5001-5500",5327.1026522401462,1.3850415512465374E-2,"5001-5500",5199.0474423603464,0,"5001-5500",5384.0114596596823,1.1494252873563218E-2,null,null,null,null,"20.1-25",0.24584327236465786,0,"20.1-25",0.24376591720590512,2.0253164556962026E-2,"20.1-25",0.2404342055914393,6.8493150684931503E-3,"20.1-25",0.23701216209154197,0,"20.1-25",0.24543013462034463,0,"20.1-25",0.2404342055914393,6.8493150684931503E-3]
[null,null,{"$f":"C59+1","v":5},2556.7128160783773,2392.1229518000237,2285.6622715171161,1900,1900,1900,null,null,{"$f":"L59+1","v":5},"Other",{"$f":"N42","v":0.41416460614623807},0.31382978723404253,{"$f":"P42","v":0.23853211009174313},0.5,0.5714285714285714,0,0,0,null,"5501-6000",5788.786764705882,0,"5501-6000",5880.4197299553998,1.8115942028985508E-2,"5501-6000",5811.3847115347044,8.3102493074792248E-3,"5501-6000",5671.6881189385595,8.5470085470085479E-3,"5501-6000",5873.4670469014727,1.9157088122605363E-2,null,null,null,null,"25.1-30",0.29501192683758942,0,"25.1-30",0.29251910064708614,3.7974683544303799E-2,"25.1-30",0.28852104670972717,6.8493150684931503E-3,"25.1-30",0.28441459450985035,0.1875,"25.1-30",0.29451616154441351,0,"25.1-30",0.28852104670972717,6.8493150684931503E-3]
[null,null,6,3.8226795214333942,2.7673220370278333,5.4873968597908487,3.3,3.3,3.3,null,null,6,"Fire Pumps",{"$f":"N43","v":0},0,0,0,0,1,1,1,null,"6001-6500",6271.1856617647063,8.4745762711864403E-2,"6001-6500",6370.454707451684,0,"6001-6500",6295.6667708292634,3.3240997229916899E-2,"6001-6500",6144.3287955167725,0,"6001-6500",6362.9226341432613,2.2988505747126436E-2,null,null,null,null,"30.1-35",0.34418058131052098,0,"30.1-35",0.34127228408826715,5.5696202531645568E-2,"30.1-35",0.33660788782801504,6.8493150684931503E-3,"30.1-35",0.33181702692815868,0,"30.1-35",0.34360218846848251,9.0909090909090912E-2,"30.1-35",0.33660788782801504,6.8493150684931503E-3]
[null,null,null,null,null,null,null,null,null,null,null,null,"Total",{"$f":"SUM(N56:N61)","v":1},1,1,1,1,1,1,1,null,"6501-7000",6753.5845588235288,3.3898305084745763E-2,"6501-7000",6860.4896849479665,9.420289855072464E-2,"6501-7000",6779.9488301238225,0.24653739612188366,"6501-7000",6616.9694720949856,0.5213675213675214,"6501-7000",6852.3782213850509,4.2145593869731802E-2,null,null,null,null,"35.1-40",0.39334923578345254,0,"35.1-40",0.39002546752944822,0.11139240506329114,"35.1-40",0.38469472894630286,4.7945205479452052E-2,"35.1-40",0.37921945934646706,0.25,"35.1-40",0.39268821539255144,4.5454545454545456E-2,"35.1-40",0.38469472894630286,4.7945205479452052E-2]
[null,null,"Sampled Load by Application (iApp) and Sector (iSec)",null,null,null,null,null,null,null,null,null,null,null,null,null,null,null,null,null,null,null,"7001-7500",7235.9834558823522,0,"7001-7500",7350.5246624442507,1.4492753623188406E-2,"7001-7500",7264.2308894183816,0,"7001-7500",7089.6101486731986,0,"7001-7500",7341.8338086268404,7.6628352490421452E-3,null,null,null,null,"40.1-45",0.44251789025638416,7.6923076923076927E-2,"40.1-45",0.43877865097062924,7.5949367088607597E-2,"40.1-45",0.43278157006459073,2.7397260273972601E-2,"40.1-45",0.4266218917647755,0,"40.1-45",0.44177424231662032,0,"40.1-45",0.43278157006459073,2.7397260273972601E-2]
[null,null,null,"iSec (Sector)",null,null,null,null,null,null,null,"Sampled Application Index (iApp) by Sector (iSec) and Representative Unit (iRU)",null,null,null,null,null,null,null,null,null,null,"7501-8000",7718.3823529411766,8.4745762711864403E-2,"7501-8000",7840.559639940534,3.2608695652173912E-2,"7501-8000",7748.5129487129398,2.7700831024930747E-2,"7501-8000",7562.2508252514117,8.5470085470085472E-2,"7501-8000",7831.28939586863,9.5785440613026823E-2,null,null,null,null,"45.1-50",0.49168654472931572,0,"45.1-50",0.48753183441181025,3.7974683544303799E-2,"45.1-50",0.4808684111828786,5.4794520547945202E-2,"45.1-50",0.47402432418308393,0,"45.1-50",0.49086026924068926,4.5454545454545456E-2,"45.1-50",0.4808684111828786,5.4794520547945202E-2]
[null,null,null,1,2,3,"mean",null,null,null,null,null,null,"iRU (Representative Unit)",null,null,null,null,null,null,null,null,"8001-8500",8200.78125,3.3898305084745763E-2,"8001-8500",8330.5946174368164,9.0579710144927536E-2,"8001-8500",8232.795008007497,0.12742382271468145,"8001-8500",8034.8915018296248,0.14529914529914531,"8001-8500",8320.7449831104186,9.9616858237547887E-2,null,null,null,null,"50.1-55",0.54085519920224734,0,"50.1-55",0.53628501785299132,8.1012658227848103E-2,"50.1-55",0.52895525230116636,6.8493150684931503E-2,"50.1-55",0.52142675660139237,0,"50.1-55",0.5399462961647582,0,"50.1-55",0.52895525230116636,6.8493150684931503E-2]
[null,"iApp (Application)",1,0.78669847156690509,0.59002385367517884,0.44251789025638416,0.6959255710014931,null,null,null,null,null,null,1,2,3,4,5,6,7,8,null,"8500-8760",8451.6286764705874,0.25423728813559321,"8500-8760",8585.4128057348844,0.49637681159420288,"8500-8760",8484.6216788406691,0.37396121883656508,"8500-8760",8280.6646536502958,6.8376068376068383E-2,"8500-8760",8575.2618884761505,0.50957854406130265,null,null,null,null,"55.1-60",0.59002385367517884,0.15384615384615385,"55.1-60",0.58503820129417228,5.3164556962025315E-2,"55.1-60",0.57704209341945434,8.2191780821917804E-2,"55.1-60",0.5688291890197007,0,"55.1-60",0.58903232308882703,4.5454545454545456E-2,"55.1-60",0.57704209341945434,8.2191780821917804E-2]
[null,null,{"$f":"C66+1","v":2},0.39002546752944822,0.68254456817653431,0.82880411850007729,0.60392234576632609,null,null,null,"iSec",1,"Industry",5,3,5,5,3,6,6,6,null,"mean hrs",null,{"$f":"SUMPRODUCT(X49:X66,Y49:Y66)","v":5337.4576271186434},null,null,{"$f":"SUMPRODUCT(AA49:AA66,AB49:AB66)","v":6974.5471014492759},null,null,{"$f":"SUMPRODUCT(AD49:AD66,AE49:AE66)","v":6868.7562326869793},null,null,{"$f":"SUMPRODUCT(AG49:AG66,AH49:AH66)","v":6314.6410256410245},null,null,{"$f":"SUMPRODUCT(AJ49:AJ66,AK49:AK66)","v":7128.3486590038319},null,null,{"$f":"SUMPRODUCT(AM49:AM66,AN49:AN66)","v":3847.666666666667},null,"60.1-65",0.63919250814811035,0.15384615384615385,"60.1-65",0.63379138473535335,7.3417721518987344E-2,"60.1-65",0.62512893453774221,6.1643835616438353E-2,"60.1-65",0.61623162143800903,0,"60.1-65",0.63811835001289607,0.13636363636363635,"60.1-65",0.62512893453774221,6.1643835616438353E-2]
[null,null,{"$f":"C67+1","v":3},0.72130261677431773,0.38469472894630286,0.43278157006459073,0.68309663342006177,null,null,null,null,2,"Commercial",5,5,3,2,3,6,6,6,null,null,null,null,null,null,null,null,null,null,null,null,null,null,null,null,null,null,null,null,"65.1-70",0.68836116262104197,0,"65.1-70",0.68254456817653431,8.1012658227848103E-2,"65.1-70",0.67321577565603008,0.1095890410958904,"65.1-70",0.66363405385631735,0,"65.1-70",0.68720437693696501,0,"65.1-70",0.67321577565603008,0.1095890410958904]
[null,null,{"$f":"C68+1","v":4},0.28441459450985035,9.4804864836616765E-2,0.75843891869293412,0.48291228026151672,null,null,null,null,3,"Agriculture",5,3,5,5,5,6,6,6,null,"Medium Annual Operating Hour Distribution by Applications - Comm. (HP 1 to 5)",null,null,null,null,null,null,null,null,null,null,null,null,null,null,null,null,null,null,"70.1-75",0.73752981709397358,0.15384615384615385,"70.1-75",0.73129775161771537,8.3544303797468356E-2,"70.1-75",0.72130261677431773,7.5342465753424653E-2,"70.1-75",0.71103648627462579,0,"70.1-75",0.73629040386103395,9.0909090909090912E-2,"70.1-75",0.72130261677431773,7.5342465753424653E-2]
[null,null,{"$f":"C69+1","v":5},0.63811835001289607,0.19634410769627572,0.58903232308882703,0.70505384127299009,null,null,null,null,null,null,null,null,null,null,null,null,null,null,null,"Hrs",1,1,"Hrs",2,2,"Hrs",3,3,"Hrs",4,4,"Hrs",5,5,"Hrs",null,6,null,"75.1-80",0.78669847156690509,0.15384615384615385,"75.1-80",0.78005093505889644,7.3417721518987344E-2,"75.1-80",0.76938945789260571,9.5890410958904104E-2,"75.1-80",0.75843891869293412,0.125,"75.1-80",0.78537643078510289,0.13636363636363635,"75.1-80",0.76938945789260571,9.5890410958904104E-2]
[null,null,{"$f":"C70+1","v":6},0.38469472894630286,0.96173682236575719,0.76938945789260571,0.68309663342006199,null,null,null,null,null,null,null,null,null,null,null,null,null,null,null,"1-500",104.71935213627478,0.12380952380952381,"1-500",236.6654495980614,7.7569489334195219E-3,"1-500",121.69369482046621,3.7852718513420508E-2,"1-500",147.61291857748549,4.1866028708133975E-2,"1-500",145.93109680812654,3.3657442034405384E-2,"1-500",null,null,null,"80.1-85",0.83586712603983671,0,"80.1-85",0.82880411850007729,4.810126582278481E-2,"80.1-85",0.81747629901089358,6.1643835616438353E-2,"80.1-85",0.80584135111124255,0,"80.1-85",0.83446245770917171,4.5454545454545456E-2,"80.1-85",0.81747629901089358,6.1643835616438353E-2]
[null,null,null,null,null,null,null,null,null,null,null,null,null,null,null,null,null,null,null,null,null,null,"501-1000",209.43870427254956,1.9047619047619049E-2,"501-1000",473.3308991961228,7.7569489334195219E-3,"501-1000",243.38738964093241,3.7164487267721952E-2,"501-1000",295.22583715497098,1.6746411483253589E-2,"501-1000",291.86219361625308,1.4210919970082274E-2,"501-1000",null,null,null,"85.1-90",0.88503578051276832,0,"85.1-90",0.87755730194125847,4.3037974683544304E-2,"85.1-90",0.86556314012918145,7.5342465753424653E-2,"85.1-90",0.85324378352955099,0.1875,"85.1-90",0.88354848463324065,0.13636363636363635,"85.1-90",0.86556314012918145,7.5342465753424653E-2]
[null,null,"Sampled Sector (iSec) by HP size group (iHP)",null,null,null,null,null,null,null,null,null,null,null,null,null,null,null,null,null,null,null,"1001-1500",314.15805640882434,3.8095238095238099E-2,"1001-1500",709.9963487941842,1.3574660633484163E-2,"1001-1500",365.08108446139863,1.5829318651066758E-2,"1001-1500",442.83875573245649,3.5885167464114832E-2,"1001-1500",437.79329042437962,1.9072550486163051E-2,"1001-1500",null,null,null,"90.1-95",0.93420443498569983,0,"90.1-95",0.92631048538243943,3.7974683544303799E-2,"90.1-95",0.91364998124746932,2.7397260273972601E-2,"90.1-95",0.90064621594785932,0,"90.1-95",0.93263451155730948,0,"90.1-95",0.91364998124746932,2.7397260273972601E-2]
[null,null,null,"sampled","Distributions by Sector",null,null,null,null,null,null,null,null,null,null,null,null,null,null,null,null,null,"1501-2000",418.87740854509912,1.9047619047619049E-2,"1501-2000",946.6617983922456,3.6845507433742729E-2,"1501-2000",486.77477928186482,2.615278733654508E-2,"1501-2000",590.45167430994195,3.2296650717703351E-2,"1501-2000",583.72438723250616,3.5527299925205681E-2,"1501-2000",null,null,null,"95.1-100",0.98337308945863144,0.15384615384615385,"95.1-100",0.9750636688236205,2.2784810126582278E-2,"95.1-100",0.96173682236575719,3.4246575342465752E-2,"95.1-100",0.94804864836616787,6.25E-2,"95.1-100",0.98172053848137852,0,"95.1-100",0.96173682236575719,3.4246575342465752E-2]
[null,null,"iHP","Sector","iSec=1","iSec=2","iSec=3",null,null,null,null,null,null,null,null,null,null,null,null,null,null,null,"2001-2500",523.59676068137389,8.5714285714285715E-2,"2001-2500",1183.3272479903069,6.1409179056237877E-2,"2001-2500",608.46847410233102,4.817618719889883E-2,"2001-2500",738.06459288742747,6.1004784688995214E-2,"2001-2500",729.6554840406327,3.8145100972326103E-2,"2001-2500",null,null,null,"100+",0.98337308945863144,7.6923076923076927E-2,"100+",0.9750636688236205,4.3037974683544304E-2,"100+",0.96173682236575719,0.12328767123287671,"100+",0.94804864836616787,0,"100+",0.98172053848137852,0.18181818181818182,"100+",0.96173682236575719,0.12328767123287671]
[null,"iHP",1,2,0.37,0.63,0,null,null,null,null,null,null,null,null,null,null,null,null,null,null,null,"2501-3000",628.31611281764867,0.13333333333333333,"2501-3000",1419.9926975883684,9.5669036845507427E-2,"2501-3000",730.16216892279726,5.6434962147281484E-2,"2501-3000",885.67751146491298,1.076555023923445E-2,"2501-3000",875.58658084875924,4.4128646222887064E-2,"2501-3000",null,null,null,"mean load",null,69.592557100149307,null,null,60.392234576632603,null,null,68.309663342006175,null,null,48.291228026151671,null,null,70.50538412729901,null,null,68.309663342006175]
[null,null,{"$f":"C76+1","v":2},2,0.26,0.74,0,null,null,null,null,null,null,null,null,null,null,null,null,null,null,null,"3001-3500",733.03546495392345,9.5238095238095233E-2,"3001-3500",1656.6581471864297,3.2967032967032968E-2,"3001-3500",851.8558637432634,6.6070199587061257E-2,"3001-3500",1033.2904300423984,8.3732057416267946E-3,"3001-3500",1021.5176776568858,2.3186237845923711E-2,"3001-3500"]
[null,null,{"$f":"C77+1","v":3},2,0.63,0.3,7.0000000000000007E-2,null,null,null,null,null,null,null,null,null,null,null,null,null,null,null,"3501-4000",837.75481709019823,1.9047619047619049E-2,"3501-4000",1893.3235967844912,1.680672268907563E-2,"3501-4000",973.54955856372965,1.7894012388162423E-2,"3501-4000",1180.9033486198839,3.2296650717703351E-2,"3501-4000",1167.4487744650123,4.113687359760658E-2,"3501-4000"]
[null,null,null,null,null,null,null,null,null,null,null,null,null,null,null,null,null,null,null,null,null,null,"4001-4500",942.47416922647301,8.5714285714285715E-2,"4001-4500",2129.9890463825527,5.8823529411764705E-2,"4001-4500",1095.2432533841959,6.5381968341362701E-2,"4001-4500",1328.5162671973694,3.3492822966507178E-2,"4001-4500",1313.3798712731389,3.2535527299925204E-2,"4001-4500"]
[null,null,null,null,null,null,null,null,null,null,null,null,null,null,null,null,null,null,null,null,null,null,"4501-5000",1047.1935213627478,2.8571428571428571E-2,"4501-5000",2366.6544959806138,3.749191984486102E-2,"4501-5000",1216.936948204662,3.3723331039229178E-2,"4501-5000",1476.1291857748549,1.6746411483253589E-2,"4501-5000",1459.3109680812654,8.9753178758414359E-3,"4501-5000"]
[null,null,null,null,null,null,null,null,null,null,null,null,null,null,null,null,null,null,null,null,null,null,"5001-5500",1151.9128734990225,0,"5001-5500",2603.3199455786753,1.5513897866839044E-2,"5001-5500",1338.6306430251284,1.9270474879559532E-2,"5001-5500",1623.7421043523404,1.7942583732057416E-2,"5001-5500",1605.2420648893919,2.468212415856395E-2,"5001-5500"]
[null,null,null,null,null,null,null,null,null,null,null,null,null,null,null,null,null,null,null,null,null,null,"5501-6000",1256.6322256352973,9.5238095238095247E-3,"5501-6000",2839.9853951767368,2.4563671622495151E-2,"5501-6000",1460.3243378455945,1.3764624913971095E-2,"5501-6000",1771.355022929826,1.9138755980861243E-2,"5501-6000",1751.1731616975185,1.6080777860882575E-2,"5501-6000"]
[null,null,null,null,null,null,null,null,null,null,null,null,null,null,null,null,null,null,null,null,null,null,"6001-6500",1361.351577771572,0,"6001-6500",3076.6508447747983,5.4298642533936653E-2,"6001-6500",1582.0180326660607,3.509979353062629E-2,"6001-6500",1918.9679415073115,3.8277511961722487E-2,"6001-6500",1897.104258505645,2.8795811518324606E-2,"6001-6500"]
[null,null,null,null,null,null,null,null,null,null,null,null,null,null,null,null,null,null,null,null,null,null,"6501-7000",1466.0709299078469,0,"6501-7000",3313.3162943728594,2.0038784744667099E-2,"6501-7000",1703.7117274865268,9.635237439779766E-3,"6501-7000",2066.5808600847968,2.751196172248804E-2,"6501-7000",2043.0353553137716,1.0097232610321616E-2,"6501-7000"]
[null,null,null,null,null,null,null,null,null,null,null,null,null,null,null,null,null,null,null,null,null,null,"7001-7500",1570.7902820441216,9.5238095238095247E-3,"7001-7500",3549.9817439709209,1.098901098901099E-2,"7001-7500",1825.4054223069932,2.0646937370956643E-3,"7001-7500",2214.1937786622825,1.7942583732057416E-2,"7001-7500",2188.9664521218983,7.4794315632011965E-3,"7001-7500"]
[null,null,null,null,null,null,null,null,null,null,null,null,null,null,null,null,null,null,null,null,null,null,"7501-8000",1675.5096341803965,0,"7501-8000",3786.6471935689824,8.0155138978668397E-2,"7501-8000",1947.0991171274593,3.0282174810736407E-2,"7501-8000",2361.8066972397678,2.5119617224880382E-2,"7501-8000",2334.8975489300246,9.2370979805534784E-2,"7501-8000"]
[null,null,null,null,null,null,null,null,null,null,null,null,null,null,null,null,null,null,null,null,null,null,"8001-8500",1780.2289863166711,9.5238095238095247E-3,"8001-8500",4023.3126431670439,7.1105365223012279E-2,"8001-8500",2068.7928119479257,6.4693737095664144E-2,"8001-8500",2509.4196158172535,0.13277511961722488,"8001-8500",2480.8286457381514,4.0762902019446524E-2,"8001-8500"]
[null,null,null,null,null,null,null,null,null,null,null,null,null,null,null,null,null,null,null,null,null,null,"8500-8760",1834.6830494275341,0.32380952380952382,"8500-8760",4146.3786769580356,0.35423400129282484,"8500-8760",2132.0735332545678,0.42050929112181695,"8500-8760",2586.1783334775459,0.43181818181818182,"8500-8760",2556.7128160783773,0.48915482423335827,"8500-8760"]
[null,null,null,null,null,null,null,null,null,null,null,null,null,null,null,null,null,null,null,null,null,null,"mean hrs",null,{"$f":"SUMPRODUCT(X71:X88,Y71:Y88)","v":999.99999999999989},null,null,{"$f":"SUMPRODUCT(AA71:AA88,AB71:AB88)","v":3000},null,null,{"$f":"SUMPRODUCT(AD71:AD88,AE71:AE88)","v":1500},null,null,{"$f":"SUMPRODUCT(AG71:AG88,AH71:AH88)","v":1958.9999999999998},null,null,{"$f":"SUMPRODUCT(AJ71:AJ88,AK71:AK88)","v":1959},null,null,3.25]
[]
[null,null,null,null,null,null,null,null,null,null,null,null,null,null,null,null,null,null,null,null,null,null,"Medium Annual Operating Hour Distribution by Applications - Comm. (HP 21 to 50)"]
[null,null,null,null,null,null,null,null,null,null,null,null,null,null,null,null,null,null,null,null,null,null,"Hrs",1,1,"Hrs",2,2,"Hrs",3,3,"Hrs",4,4,"Hrs",5,5,"Hrs",null,6]
[null,null,null,null,null,null,null,null,null,null,null,null,null,null,null,null,null,null,null,null,null,null,"1-500",156.32401705352916,0.15909090909090909,"1-500",301.98240147909746,1.8707482993197279E-2,"1-500",127.12167019782417,2.247191011235955E-2,"1-500",176.64522513607128,3.8461538461538464E-2,"1-500",171.03017980305384,1.2482662968099861E-2,"1-500"]
[null,null,null,null,null,null,null,null,null,null,null,null,null,null,null,null,null,null,null,null,null,null,"501-1000",312.64803410705832,6.8181818181818177E-2,"501-1000",603.96480295819492,8.5034013605442185E-3,"501-1000",254.24334039564835,2.247191011235955E-2,"501-1000",353.29045027214255,3.2051282051282048E-2,"501-1000",342.06035960610768,1.5256588072122053E-2,"501-1000"]
[null,null,null,null,null,null,null,null,null,null,null,null,null,null,null,null,null,null,null,null,null,null,"1001-1500",468.97205116058745,4.5454545454545456E-2,"1001-1500",905.94720443729238,1.3605442176870748E-2,"1001-1500",381.36501059347256,1.4044943820224719E-2,"1001-1500",529.9356754082138,5.7692307692307696E-2,"1001-1500",513.09053940916158,3.1900138696255201E-2,"1001-1500"]
[null,null,null,null,null,null,null,null,null,null,null,null,null,null,null,null,null,null,null,null,null,null,"1501-2000",625.29606821411664,0,"1501-2000",1207.9296059163898,1.1904761904761904E-2,"1501-2000",508.48668079129669,3.0898876404494381E-2,"1501-2000",706.5809005442851,1.282051282051282E-2,"1501-2000",684.12071921221536,2.0804438280166437E-2,"1501-2000"]
[null,null,null,null,null,null,null,null,null,null,null,null,null,null,null,null,null,null,null,null,null,null,"2001-2500",781.62008526764578,0,"2001-2500",1509.9120073954873,3.2312925170068028E-2,"2001-2500",635.60835098912094,2.3876404494382022E-2,"2001-2500",883.22612568035629,2.564102564102564E-2,"2001-2500",855.15089901526926,4.1608876560332873E-2,"2001-2500"]
[null,null,null,null,null,null,null,null,null,null,null,null,null,null,null,null,null,null,null,null,null,null,"2501-3000",937.94410232117491,0.11363636363636363,"2501-3000",1811.8944088745848,2.8911564625850341E-2,"2501-3000",762.73002118694512,3.3707865168539325E-2,"2501-3000",1059.8713508164276,3.2051282051282048E-2,"2501-3000",1026.1810788183232,4.0221914008321778E-2,"2501-3000"]
[null,null,null,null,null,null,null,null,null,null,null,null,null,null,null,null,null,null,null,null,null,null,"3001-3500",1094.2681193747042,2.2727272727272728E-2,"3001-3500",2113.8768103536822,0.25340136054421769,"3001-3500",889.85169138476931,1.8258426966292134E-2,"3001-3500",1236.5165759524989,1.282051282051282E-2,"3001-3500",1197.2112586213768,2.3578363384188627E-2,"3001-3500"]
[null,null,null,null,null,null,null,null,null,null,null,null,null,null,null,null,null,null,null,null,null,null,"3501-4000",1250.5921364282333,2.2727272727272728E-2,"3501-4000",2415.8592118327797,5.1020408163265302E-3,"3501-4000",1016.9733615825934,1.6853932584269662E-2,"3501-4000",1413.1618010885702,1.282051282051282E-2,"3501-4000",1368.2414384244307,2.4965325936199722E-2,"3501-4000"]
[null,null,null,null,null,null,null,null,null,null,null,null,null,null,null,null,null,null,null,null,null,null,"4001-4500",1406.9161534817624,6.8181818181818177E-2,"4001-4500",2717.8416133118772,5.7823129251700682E-2,"4001-4500",1144.0950317804177,3.2303370786516857E-2,"4001-4500",1589.8070262246415,0,"4001-4500",1539.2716182274846,3.6061026352288486E-2,"4001-4500"]
[null,null,null,null,null,null,null,null,null,null,null,null,null,null,null,null,null,null,null,null,null,null,"4501-5000",1563.2401705352916,0.11363636363636363,"4501-5000",3019.8240147909746,1.8707482993197279E-2,"4501-5000",1271.2167019782419,1.1235955056179775E-2,"4501-5000",1766.4522513607126,1.9230769230769232E-2,"4501-5000",1710.3017980305385,1.6643550624133148E-2,"4501-5000"]
[null,null,null,null,null,null,null,null,null,null,null,null,null,null,null,null,null,null,null,null,null,null,"5001-5500",1719.5641875888207,2.2727272727272728E-2,"5001-5500",3321.8064162700721,3.7414965986394558E-2,"5001-5500",1398.3383721760661,8.4269662921348312E-3,"5001-5500",1943.0974764967839,0,"5001-5500",1881.3319778335924,4.160887656033287E-3,"5001-5500"]
[null,null,null,null,null,null,null,null,null,null,null,null,null,null,null,null,null,null,null,null,null,null,"5501-6000",1875.8882046423498,0,"5501-6000",3623.7888177491695,3.0612244897959183E-2,"5501-6000",1525.4600423738902,2.3876404494382022E-2,"5501-6000",2119.7427016328552,2.564102564102564E-2,"5501-6000",2052.3621576366463,2.0804438280166437E-2,"5501-6000"]
[null,null,null,null,null,null,null,null,null,null,null,null,null,null,null,null,null,null,null,null,null,null,"6001-6500",2032.212221695879,2.2727272727272728E-2,"6001-6500",3925.771219228267,3.7414965986394558E-2,"6001-6500",1652.5817125717144,6.6011235955056174E-2,"6001-6500",2296.3879267689263,6.4102564102564097E-2,"6001-6500",2223.3923374397,3.7447988904299581E-2,"6001-6500"]
[null,null,null,null,null,null,null,null,null,null,null,null,null,null,null,null,null,null,null,null,null,null,"6501-7000",2188.5362387494083,0,"6501-7000",4227.7536207073645,1.7006802721088435E-3,"6501-7000",1779.7033827695386,5.6179775280898875E-3,"6501-7000",2473.0331519049978,6.41025641025641E-3,"6501-7000",2394.4225172427537,1.1095700416088766E-2,"6501-7000"]
[null,null,null,null,null,null,null,null,null,null,null,null,null,null,null,null,null,null,null,null,null,null,"7001-7500",2344.8602558029374,0,"7001-7500",4529.7360221864619,8.5034013605442185E-3,"7001-7500",1906.8250529673626,8.4269662921348312E-3,"7001-7500",2649.6783770410689,0,"7001-7500",2565.4526970458078,6.9348127600554789E-3,"7001-7500"]
[null,null,null,null,null,null,null,null,null,null,null,null,null,null,null,null,null,null,null,null,null,null,"7501-8000",2501.1842728564666,6.8181818181818177E-2,"7501-8000",4831.7184236655594,6.2925170068027211E-2,"7501-8000",2033.9467231651868,2.9494382022471909E-2,"7501-8000",2826.3236021771404,0.15384615384615385,"7501-8000",2736.4828768488615,6.5187239944521497E-2,"7501-8000"]
[null,null,null,null,null,null,null,null,null,null,null,null,null,null,null,null,null,null,null,null,null,null,"8001-8500",2657.5082899099957,4.5454545454545456E-2,"8001-8500",5133.7008251446568,1.7006802721088437E-2,"8001-8500",2161.0683933630112,9.269662921348315E-2,"8001-8500",3002.9688273132115,0.23717948717948717,"8001-8500",2907.5130566519156,9.1539528432732317E-2,"8001-8500"]
[null,null,null,null,null,null,null,null,null,null,null,null,null,null,null,null,null,null,null,null,null,null,"8500-8760",2738.7967787778307,0.22727272727272727,"8500-8760",5290.7316739137877,0.35544217687074831,"8500-8760",2227.1716618658797,0.5393258426966292,"8500-8760",3094.8243443839688,0.26923076923076922,"8500-8760",2996.4487501495032,0.49930651872399445,"8500-8760"]
[null,null,null,null,null,null,null,null,null,null,null,null,null,null,null,null,null,null,null,null,null,null,"mean hrs",null,{"$f":"SUMPRODUCT(X93:X110,Y93:Y110)","v":1500},null,null,{"$f":"SUMPRODUCT(AA93:AA110,AB93:AB110)","v":3600},null,null,{"$f":"SUMPRODUCT(AD93:AD110,AE93:AE110)","v":1800},null,null,{"$f":"SUMPRODUCT(AG93:AG110,AH93:AH110)","v":2380},null,null,{"$f":"SUMPRODUCT(AJ93:AJ110,AK93:AK110)","v":2380},null,null,{"$f":"AN89","v":3.25}]
[]
[null,null,null,null,null,null,null,null,null,null,null,null,null,null,null,null,null,null,null,null,null,null,"Medium Annual Operating Hour Distribution by Applications - Comm. (HP 51 to 100)"]
[null,null,null,null,null,null,null,null,null,null,null,null,null,null,null,null,null,null,null,null,null,null,"Hrs",1,1,"Hrs",2,2,"Hrs",3,3,"Hrs",4,4,"Hrs",5,5,"Hrs",null,6]
[null,null,null,null,null,null,null,null,null,null,null,null,null,null,null,null,null,null,null,null,null,null,"1-500",135.56985294117646,6.7796610169491525E-2,"1-500",274.01584424576913,7.246376811594203E-3,"1-500",137.48486387250497,3.0470914127423823E-2,"1-500",192.13580183730389,0,"1-500",176.25856317545171,2.681992337164751E-2,"1-500"]
[null,null,null,null,null,null,null,null,null,null,null,null,null,null,null,null,null,null,null,null,null,null,"501-1000",271.13970588235293,1.6949152542372881E-2,"501-1000",548.03168849153826,3.6231884057971015E-3,"501-1000",274.96972774500995,2.2160664819944598E-2,"501-1000",384.27160367460777,0,"501-1000",352.51712635090342,0,"501-1000"]
[null,null,null,null,null,null,null,null,null,null,null,null,null,null,null,null,null,null,null,null,null,null,"1001-1500",406.70955882352939,3.3898305084745763E-2,"1001-1500",822.04753273730739,0,"1001-1500",412.45459161751489,8.3102493074792248E-3,"1001-1500",576.40740551191163,4.2735042735042736E-2,"1001-1500",528.77568952635511,2.681992337164751E-2,"1001-1500"]
[null,null,null,null,null,null,null,null,null,null,null,null,null,null,null,null,null,null,null,null,null,null,"1501-2000",542.27941176470586,3.3898305084745763E-2,"1501-2000",1096.0633769830765,3.6231884057971015E-3,"1501-2000",549.9394554900199,2.7700831024930748E-3,"1501-2000",768.54320734921555,3.4188034188034191E-2,"1501-2000",705.03425270180685,1.1494252873563218E-2,"1501-2000"]
[null,null,null,null,null,null,null,null,null,null,null,null,null,null,null,null,null,null,null,null,null,null,"2001-2500",677.84926470588232,0.10169491525423729,"2001-2500",1370.0792212288457,9.7826086956521743E-2,"2001-2500",687.42431936252478,2.7700831024930747E-2,"2001-2500",960.67900918651947,1.7094017094017096E-2,"2001-2500",881.29281587725859,3.4482758620689655E-2,"2001-2500"]
[null,null,null,null,null,null,null,null,null,null,null,null,null,null,null,null,null,null,null,null,null,null,"2501-3000",813.41911764705878,3.3898305084745763E-2,"2501-3000",1644.0950654746148,3.6231884057971015E-3,"2501-3000",824.90918323502979,8.3102493074792248E-3,"2501-3000",1152.8148110238233,1.7094017094017096E-2,"2501-3000",1057.5513790527102,1.1494252873563218E-2,"2501-3000"]
[null,null,null,null,null,null,null,null,null,null,null,null,null,null,null,null,null,null,null,null,null,null,"3001-3500",948.98897058823525,1.6949152542372881E-2,"3001-3500",1918.1109097203839,2.5362318840579712E-2,"3001-3500",962.39404710753479,1.1080332409972299E-2,"3001-3500",1344.9506128611272,3.4188034188034191E-2,"3001-3500",1233.8099422281621,2.2988505747126436E-2,"3001-3500"]
[null,null,null,null,null,null,null,null,null,null,null,null,null,null,null,null,null,null,null,null,null,null,"3501-4000",1084.5588235294117,1.6949152542372881E-2,"3501-4000",2192.126753966153,3.2608695652173912E-2,"3501-4000",1099.8789109800398,1.662049861495845E-2,"3501-4000",1537.0864146984311,0,"3501-4000",1410.0685054036137,3.4482758620689655E-2,"3501-4000"]
[null,null,null,null,null,null,null,null,null,null,null,null,null,null,null,null,null,null,null,null,null,null,"4001-4500",1220.1286764705881,0.10169491525423729,"4001-4500",2466.1425982119222,6.1594202898550728E-2,"4001-4500",1237.3637748525448,3.8781163434903045E-2,"4001-4500",1729.222216535735,2.564102564102564E-2,"4001-4500",1586.3270685790653,1.1494252873563218E-2,"4001-4500"]
[null,null,null,null,null,null,null,null,null,null,null,null,null,null,null,null,null,null,null,null,null,null,"4501-5000",1355.6985294117646,5.0847457627118647E-2,"4501-5000",2740.1584424576913,1.0869565217391304E-2,"4501-5000",1374.8486387250496,2.7700831024930748E-3,"4501-5000",1921.3580183730389,0,"4501-5000",1762.5856317545172,1.1494252873563218E-2,"4501-5000"]
[null,null,null,null,null,null,null,null,null,null,null,null,null,null,null,null,null,null,null,null,null,null,"5001-5500",1491.268382352941,3.3898305084745763E-2,"5001-5500",3014.1742867034604,7.246376811594203E-3,"5001-5500",1512.3335025975546,1.3850415512465374E-2,"5001-5500",2113.4938202103426,0,"5001-5500",1938.8441949299688,1.1494252873563218E-2,"5001-5500"]
[null,null,null,null,null,null,null,null,null,null,null,null,null,null,null,null,null,null,null,null,null,null,"5501-6000",1626.8382352941176,0,"5501-6000",3288.1901309492296,1.8115942028985508E-2,"5501-6000",1649.8183664700596,8.3102493074792248E-3,"5501-6000",2305.6296220476465,8.5470085470085479E-3,"5501-6000",2115.1027581054204,1.9157088122605363E-2,"5501-6000"]
[null,null,null,null,null,null,null,null,null,null,null,null,null,null,null,null,null,null,null,null,null,null,"6001-6500",1762.4080882352939,8.4745762711864403E-2,"6001-6500",3562.2059751949987,0,"6001-6500",1787.3032303425646,3.3240997229916899E-2,"6001-6500",2497.7654238849505,0,"6001-6500",2291.3613212808723,2.2988505747126436E-2,"6001-6500"]
[null,null,null,null,null,null,null,null,null,null,null,null,null,null,null,null,null,null,null,null,null,null,"6501-7000",1897.9779411764705,3.3898305084745763E-2,"6501-7000",3836.2218194407678,9.420289855072464E-2,"6501-7000",1924.7880942150696,0.24653739612188366,"6501-7000",2689.9012257222544,0.5213675213675214,"6501-7000",2467.6198844563241,4.2145593869731802E-2,"6501-7000"]
[null,null,null,null,null,null,null,null,null,null,null,null,null,null,null,null,null,null,null,null,null,null,"7001-7500",2033.5477941176468,0,"7001-7500",4110.2376636865365,1.4492753623188406E-2,"7001-7500",2062.2729580875744,0,"7001-7500",2882.0370275595583,0,"7001-7500",2643.8784476317755,7.6628352490421452E-3,"7001-7500"]
[null,null,null,null,null,null,null,null,null,null,null,null,null,null,null,null,null,null,null,null,null,null,"7501-8000",2169.1176470588234,8.4745762711864403E-2,"7501-8000",4384.2535079323061,3.2608695652173912E-2,"7501-8000",2199.7578219600796,2.7700831024930747E-2,"7501-8000",3074.1728293968622,8.5470085470085472E-2,"7501-8000",2820.1370108072274,9.5785440613026823E-2,"7501-8000"]
[null,null,null,null,null,null,null,null,null,null,null,null,null,null,null,null,null,null,null,null,null,null,"8001-8500",2304.6875,3.3898305084745763E-2,"8001-8500",4658.2693521780748,9.0579710144927536E-2,"8001-8500",2337.2426858325844,0.12742382271468145,"8001-8500",3266.3086312341661,0.14529914529914531,"8001-8500",2996.3955739826793,9.9616858237547887E-2,"8001-8500"]
[null,null,null,null,null,null,null,null,null,null,null,null,null,null,null,null,null,null,null,null,null,null,"8500-8760",2375.1838235294117,0.25423728813559321,"8500-8760",4800.7575911858748,0.49637681159420288,"8500-8760",2408.7348150462872,0.37396121883656508,"8500-8760",3366.219248189564,6.8376068376068383E-2,"8500-8760",3088.0500268339142,0.50957854406130265,"8500-8760"]
[null,null,null,null,null,null,null,null,null,null,null,null,null,null,null,null,null,null,null,null,null,null,"mean hrs",null,{"$f":"SUMPRODUCT(X115:X132,Y115:Y132)","v":1500},null,null,{"$f":"SUMPRODUCT(AA115:AA132,AB115:AB132)","v":3900.0000000000005},null,null,{"$f":"SUMPRODUCT(AD115:AD132,AE115:AE132)","v":1949.9999999999998},null,null,{"$f":"SUMPRODUCT(AG115:AG132,AH115:AH132)","v":2567},null,null,{"$f":"SUMPRODUCT(AJ115:AJ132,AK115:AK132)","v":2567},null,null,{"$f":"AN89","v":3.25}]
[]
[null,null,null,null,null,null,null,null,null,null,null,null,null,null,null,null,null,null,null,null,null,null,"Medium Annual Operating Hour Distribution by Applications - Agri. (HP 1 to 5)"]
[null,null,null,null,null,null,null,null,null,null,null,null,null,null,null,null,null,null,null,null,null,null,"Hrs",1,1,"Hrs",2,2,"Hrs",3,3,"Hrs",4,4,"Hrs",5,5,"Hrs",null,6]
[null,null,null,null,null,null,null,null,null,null,null,null,null,null,null,null,null,null,null,null,null,null,"1-500",199.07148841105834,0.12380952380952381,"1-500",378.66471935689822,7.7569489334195219E-3,"1-500",146.03243378455946,3.7852718513420508E-2,"1-500",113.02673704248507,4.1866028708133975E-2,"1-500",141.53603059491599,3.3657442034405384E-2,"1-500"]
[null,null,null,null,null,null,null,null,null,null,null,null,null,null,null,null,null,null,null,null,null,null,"501-1000",398.14297682211668,1.9047619047619049E-2,"501-1000",757.32943871379643,7.7569489334195219E-3,"501-1000",292.06486756911892,3.7164487267721952E-2,"501-1000",226.05347408497013,1.6746411483253589E-2,"501-1000",283.07206118983197,1.4210919970082274E-2,"501-1000"]
[null,null,null,null,null,null,null,null,null,null,null,null,null,null,null,null,null,null,null,null,null,null,"1001-1500",597.21446523317502,3.8095238095238099E-2,"1001-1500",1135.9941580706948,1.3574660633484163E-2,"1001-1500",438.09730135367835,1.5829318651066758E-2,"1001-1500",339.08021112745519,3.5885167464114832E-2,"1001-1500",424.60809178474801,1.9072550486163051E-2,"1001-1500"]
[null,null,null,null,null,null,null,null,null,null,null,null,null,null,null,null,null,null,null,null,null,null,"1501-2000",796.28595364423336,1.9047619047619049E-2,"1501-2000",1514.6588774275929,3.6845507433742729E-2,"1501-2000",584.12973513823783,2.615278733654508E-2,"1501-2000",452.10694816994027,3.2296650717703351E-2,"1501-2000",566.14412237966394,3.5527299925205681E-2,"1501-2000"]
[null,null,null,null,null,null,null,null,null,null,null,null,null,null,null,null,null,null,null,null,null,null,"2001-2500",995.3574420552917,8.5714285714285715E-2,"2001-2500",1893.3235967844912,6.1409179056237877E-2,"2001-2500",730.16216892279726,4.817618719889883E-2,"2001-2500",565.13368521242535,6.1004784688995214E-2,"2001-2500",707.68015297457998,3.8145100972326103E-2,"2001-2500"]
[null,null,null,null,null,null,null,null,null,null,null,null,null,null,null,null,null,null,null,null,null,null,"2501-3000",1194.42893046635,0.13333333333333333,"2501-3000",2271.9883161413895,9.5669036845507427E-2,"2501-3000",876.19460270735669,5.6434962147281484E-2,"2501-3000",678.16042225491037,1.076555023923445E-2,"2501-3000",849.21618356949602,4.4128646222887064E-2,"2501-3000"]
[null,null,null,null,null,null,null,null,null,null,null,null,null,null,null,null,null,null,null,null,null,null,"3001-3500",1393.5004188774085,9.5238095238095233E-2,"3001-3500",2650.6530354982879,3.2967032967032968E-2,"3001-3500",1022.2270364919161,6.6070199587061257E-2,"3001-3500",791.1871592973954,8.3732057416267946E-3,"3001-3500",990.75221416441195,2.3186237845923711E-2,"3001-3500"]
[null,null,null,null,null,null,null,null,null,null,null,null,null,null,null,null,null,null,null,null,null,null,"3501-4000",1592.5719072884667,1.9047619047619049E-2,"3501-4000",3029.3177548551857,1.680672268907563E-2,"3501-4000",1168.2594702764757,1.7894012388162423E-2,"3501-4000",904.21389633988053,3.2296650717703351E-2,"3501-4000",1132.2882447593279,4.113687359760658E-2,"3501-4000"]
[null,null,null,null,null,null,null,null,null,null,null,null,null,null,null,null,null,null,null,null,null,null,"4001-4500",1791.6433956995252,8.5714285714285715E-2,"4001-4500",3407.9824742120841,5.8823529411764705E-2,"4001-4500",1314.291904061035,6.5381968341362701E-2,"4001-4500",1017.2406333823656,3.3492822966507178E-2,"4001-4500",1273.824275354244,3.2535527299925204E-2,"4001-4500"]
[null,null,null,null,null,null,null,null,null,null,null,null,null,null,null,null,null,null,null,null,null,null,"4501-5000",1990.7148841105834,2.8571428571428571E-2,"4501-5000",3786.6471935689824,3.749191984486102E-2,"4501-5000",1460.3243378455945,3.3723331039229178E-2,"4501-5000",1130.2673704248507,1.6746411483253589E-2,"4501-5000",1415.36030594916,8.9753178758414359E-3,"4501-5000"]
[null,null,null,null,null,null,null,null,null,null,null,null,null,null,null,null,null,null,null,null,null,null,"5001-5500",2189.7863725216421,0,"5001-5500",4165.3119129258803,1.5513897866839044E-2,"5001-5500",1606.3567716301538,1.9270474879559532E-2,"5001-5500",1243.2941074673356,1.7942583732057416E-2,"5001-5500",1556.8963365440759,2.468212415856395E-2,"5001-5500"]
[null,null,null,null,null,null,null,null,null,null,null,null,null,null,null,null,null,null,null,null,null,null,"5501-6000",2388.8578609327001,9.5238095238095247E-3,"5501-6000",4543.9766322827791,2.4563671622495151E-2,"5501-6000",1752.3892054147134,1.3764624913971095E-2,"5501-6000",1356.3208445098207,1.9138755980861243E-2,"5501-6000",1698.432367138992,1.6080777860882575E-2,"5501-6000"]
[null,null,null,null,null,null,null,null,null,null,null,null,null,null,null,null,null,null,null,null,null,null,"6001-6500",2587.9293493437585,0,"6001-6500",4922.6413516396769,5.4298642533936653E-2,"6001-6500",1898.4216391992729,3.509979353062629E-2,"6001-6500",1469.3475815523059,3.8277511961722487E-2,"6001-6500",1839.968397733908,2.8795811518324606E-2,"6001-6500"]
[null,null,null,null,null,null,null,null,null,null,null,null,null,null,null,null,null,null,null,null,null,null,"6501-7000",2787.000837754817,0,"6501-7000",5301.3060709965757,2.0038784744667099E-2,"6501-7000",2044.4540729838322,9.635237439779766E-3,"6501-7000",1582.3743185947908,2.751196172248804E-2,"6501-7000",1981.5044283288239,1.0097232610321616E-2,"6501-7000"]
[null,null,null,null,null,null,null,null,null,null,null,null,null,null,null,null,null,null,null,null,null,null,"7001-7500",2986.0723261658754,9.5238095238095247E-3,"7001-7500",5679.9707903534736,1.098901098901099E-2,"7001-7500",2190.4865067683918,2.0646937370956643E-3,"7001-7500",1695.4010556372759,1.7942583732057416E-2,"7001-7500",2123.0404589237401,7.4794315632011965E-3,"7001-7500"]
[null,null,null,null,null,null,null,null,null,null,null,null,null,null,null,null,null,null,null,null,null,null,"7501-8000",3185.1438145769334,0,"7501-8000",6058.6355097103715,8.0155138978668397E-2,"7501-8000",2336.5189405529513,3.0282174810736407E-2,"7501-8000",1808.4277926797611,2.5119617224880382E-2,"7501-8000",2264.5764895186558,9.2370979805534784E-2,"7501-8000"]
[null,null,null,null,null,null,null,null,null,null,null,null,null,null,null,null,null,null,null,null,null,null,"8001-8500",3384.2153029879919,9.5238095238095247E-3,"8001-8500",6437.3002290672703,7.1105365223012279E-2,"8001-8500",2482.5513743375104,6.4693737095664144E-2,"8001-8500",1921.4545297222462,0.13277511961722488,"8001-8500",2406.1125201135719,4.0762902019446524E-2,"8001-8500"]
[null,null,null,null,null,null,null,null,null,null,null,null,null,null,null,null,null,null,null,null,null,null,"8500-8760",3487.7324769617421,0.32380952380952382,"8500-8760",6634.2058831328568,0.35423400129282484,"8500-8760",2558.4882399054814,0.42050929112181695,"8500-8760",1980.2284329843383,0.43181818181818182,"8500-8760",2479.7112560229284,0.48915482423335827,"8500-8760"]
[null,null,null,null,null,null,null,null,null,null,null,null,null,null,null,null,null,null,null,null,null,null,"mean hrs",null,{"$f":"SUMPRODUCT(X137:X154,Y137:Y154)","v":1900.9999999999998},null,null,{"$f":"SUMPRODUCT(AA137:AA154,AB137:AB154)","v":4800},null,null,{"$f":"SUMPRODUCT(AD137:AD154,AE137:AE154)","v":1800},null,null,{"$f":"SUMPRODUCT(AG137:AG154,AH137:AH154)","v":1499.9999999999998},null,null,{"$f":"SUMPRODUCT(AJ137:AJ154,AK137:AK154)","v":1900},null,null,{"$f":"AN133","v":3.25}]
[]
[null,null,null,null,null,null,null,null,null,null,null,null,null,null,null,null,null,null,null,null,null,null,"Medium Annual Operating Hour Distribution by Applications - Agri. (HP 21 to 50)"]
[null,null,null,null,null,null,null,null,null,null,null,null,null,null,null,null,null,null,null,null,null,null,"Hrs",1,1,"Hrs",2,2,"Hrs",3,3,"Hrs",4,4,"Hrs",5,5,"Hrs",null,6]
[null,null,null,null,null,null,null,null,null,null,null,null,null,null,null,null,null,null,null,null,null,null,"1-500",198.01042160113693,0.15909090909090909,"1-500",402.64320197212993,1.8707482993197279E-2,"1-500",127.12167019782417,2.247191011235955E-2,"1-500",111.33102424542307,3.8461538461538464E-2,"1-500",136.5366981621018,1.2482662968099861E-2,"1-500"]
[null,null,null,null,null,null,null,null,null,null,null,null,null,null,null,null,null,null,null,null,null,null,"501-1000",396.02084320227385,6.8181818181818177E-2,"501-1000",805.28640394425986,8.5034013605442185E-3,"501-1000",254.24334039564835,2.247191011235955E-2,"501-1000",222.66204849084613,3.2051282051282048E-2,"501-1000",273.0733963242036,1.5256588072122053E-2,"501-1000"]
[null,null,null,null,null,null,null,null,null,null,null,null,null,null,null,null,null,null,null,null,null,null,"1001-1500",594.03126480341075,4.5454545454545456E-2,"1001-1500",1207.9296059163898,1.3605442176870748E-2,"1001-1500",381.36501059347256,1.4044943820224719E-2,"1001-1500",333.9930727362692,5.7692307692307696E-2,"1001-1500",409.61009448630546,3.1900138696255201E-2,"1001-1500"]
[null,null,null,null,null,null,null,null,null,null,null,null,null,null,null,null,null,null,null,null,null,null,"1501-2000",792.0416864045477,0,"1501-2000",1610.5728078885197,1.1904761904761904E-2,"1501-2000",508.48668079129669,3.0898876404494381E-2,"1501-2000",445.32409698169226,1.282051282051282E-2,"1501-2000",546.1467926484072,2.0804438280166437E-2,"1501-2000"]
[null,null,null,null,null,null,null,null,null,null,null,null,null,null,null,null,null,null,null,null,null,null,"2001-2500",990.05210800568466,0,"2001-2500",2013.2160098606498,3.2312925170068028E-2,"2001-2500",635.60835098912094,2.3876404494382022E-2,"2001-2500",556.65512122711539,2.564102564102564E-2,"2001-2500",682.68349081050906,4.1608876560332873E-2,"2001-2500"]
[null,null,null,null,null,null,null,null,null,null,null,null,null,null,null,null,null,null,null,null,null,null,"2501-3000",1188.0625296068215,0.11363636363636363,"2501-3000",2415.8592118327797,2.8911564625850341E-2,"2501-3000",762.73002118694512,3.3707865168539325E-2,"2501-3000",667.9861454725384,3.2051282051282048E-2,"2501-3000",819.22018897261091,4.0221914008321778E-2,"2501-3000"]
[null,null,null,null,null,null,null,null,null,null,null,null,null,null,null,null,null,null,null,null,null,null,"3001-3500",1386.0729512079586,2.2727272727272728E-2,"3001-3500",2818.5024138049098,0.25340136054421769,"3001-3500",889.85169138476931,1.8258426966292134E-2,"3001-3500",779.31716971796152,1.282051282051282E-2,"3001-3500",955.75688713471266,2.3578363384188627E-2,"3001-3500"]
[null,null,null,null,null,null,null,null,null,null,null,null,null,null,null,null,null,null,null,null,null,null,"3501-4000",1584.0833728090954,2.2727272727272728E-2,"3501-4000",3221.1456157770394,5.1020408163265302E-3,"3501-4000",1016.9733615825934,1.6853932584269662E-2,"3501-4000",890.64819396338453,1.282051282051282E-2,"3501-4000",1092.2935852968144,2.4965325936199722E-2,"3501-4000"]
[null,null,null,null,null,null,null,null,null,null,null,null,null,null,null,null,null,null,null,null,null,null,"4001-4500",1782.0937944102325,6.8181818181818177E-2,"4001-4500",3623.7888177491695,5.7823129251700682E-2,"4001-4500",1144.0950317804177,3.2303370786516857E-2,"4001-4500",1001.9792182088077,0,"4001-4500",1228.8302834589163,3.6061026352288486E-2,"4001-4500"]
[null,null,null,null,null,null,null,null,null,null,null,null,null,null,null,null,null,null,null,null,null,null,"4501-5000",1980.1042160113693,0.11363636363636363,"4501-5000",4026.4320197212996,1.8707482993197279E-2,"4501-5000",1271.2167019782419,1.1235955056179775E-2,"4501-5000",1113.3102424542308,1.9230769230769232E-2,"4501-5000",1365.3669816210181,1.6643550624133148E-2,"4501-5000"]
[null,null,null,null,null,null,null,null,null,null,null,null,null,null,null,null,null,null,null,null,null,null,"5001-5500",2178.1146376125062,2.2727272727272728E-2,"5001-5500",4429.0752216934297,3.7414965986394558E-2,"5001-5500",1398.3383721760661,8.4269662921348312E-3,"5001-5500",1224.6412666996537,0,"5001-5500",1501.90367978312,4.160887656033287E-3,"5001-5500"]
[null,null,null,null,null,null,null,null,null,null,null,null,null,null,null,null,null,null,null,null,null,null,"5501-6000",2376.125059213643,0,"5501-6000",4831.7184236655594,3.0612244897959183E-2,"5501-6000",1525.4600423738902,2.3876404494382022E-2,"5501-6000",1335.9722909450768,2.564102564102564E-2,"5501-6000",1638.4403779452218,2.0804438280166437E-2,"5501-6000"]
[null,null,null,null,null,null,null,null,null,null,null,null,null,null,null,null,null,null,null,null,null,null,"6001-6500",2574.1354808147803,2.2727272727272728E-2,"6001-6500",5234.361625637689,3.7414965986394558E-2,"6001-6500",1652.5817125717144,6.6011235955056174E-2,"6001-6500",1447.3033151904999,6.4102564102564097E-2,"6001-6500",1774.9770761073235,3.7447988904299581E-2,"6001-6500"]
[null,null,null,null,null,null,null,null,null,null,null,null,null,null,null,null,null,null,null,null,null,null,"6501-7000",2772.1459024159171,0,"6501-7000",5637.0048276098196,1.7006802721088435E-3,"6501-7000",1779.7033827695386,5.6179775280898875E-3,"6501-7000",1558.634339435923,6.41025641025641E-3,"6501-7000",1911.5137742694253,1.1095700416088766E-2,"6501-7000"]
[null,null,null,null,null,null,null,null,null,null,null,null,null,null,null,null,null,null,null,null,null,null,"7001-7500",2970.156324017054,0,"7001-7500",6039.6480295819492,8.5034013605442185E-3,"7001-7500",1906.8250529673626,8.4269662921348312E-3,"7001-7500",1669.9653636813459,0,"7001-7500",2048.0504724315269,6.9348127600554789E-3,"7001-7500"]
[null,null,null,null,null,null,null,null,null,null,null,null,null,null,null,null,null,null,null,null,null,null,"7501-8000",3168.1667456181908,6.8181818181818177E-2,"7501-8000",6442.2912315540789,6.2925170068027211E-2,"7501-8000",2033.9467231651868,2.9494382022471909E-2,"7501-8000",1781.2963879267691,0.15384615384615385,"7501-8000",2184.5871705936288,6.5187239944521497E-2,"7501-8000"]
[null,null,null,null,null,null,null,null,null,null,null,null,null,null,null,null,null,null,null,null,null,null,"8001-8500",3366.1771672193277,4.5454545454545456E-2,"8001-8500",6844.9344335262094,1.7006802721088437E-2,"8001-8500",2161.0683933630112,9.269662921348315E-2,"8001-8500",1892.6274121721922,0.23717948717948717,"8001-8500",2321.1238687557307,9.1539528432732317E-2,"8001-8500"]
[null,null,null,null,null,null,null,null,null,null,null,null,null,null,null,null,null,null,null,null,null,null,"8500-8760",3469.1425864519192,0.22727272727272727,"8500-8760",7054.308898551717,0.35544217687074831,"8500-8760",2227.1716618658797,0.5393258426966292,"8500-8760",1950.5195447798121,0.26923076923076922,"8500-8760",2392.1229518000237,0.49930651872399445,"8500-8760"]
[null,null,null,null,null,null,null,null,null,null,null,null,null,null,null,null,null,null,null,null,null,null,"mean hrs",null,{"$f":"SUMPRODUCT(X159:X176,Y159:Y176)","v":1900.0000000000005},null,null,{"$f":"SUMPRODUCT(AA159:AA176,AB159:AB176)","v":4800},null,null,{"$f":"SUMPRODUCT(AD159:AD176,AE159:AE176)","v":1800},null,null,{"$f":"SUMPRODUCT(AG159:AG176,AH159:AH176)","v":1500},null,null,{"$f":"SUMPRODUCT(AJ159:AJ176,AK159:AK176)","v":1899.9999999999995},null,null,{"$f":"AN155","v":3.25}]
[]
[null,null,null,null,null,null,null,null,null,null,null,null,null,null,null,null,null,null,null,null,null,null,"Medium Annual Operating Hour Distribution by Applications - Agri. (HP 51 to 100)"]
[null,null,null,null,null,null,null,null,null,null,null,null,null,null,null,null,null,null,null,null,null,null,"Hrs",1,1,"Hrs",2,2,"Hrs",3,3,"Hrs",4,4,"Hrs",5,5,"Hrs",null,6]
[null,null,null,null,null,null,null,null,null,null,null,null,null,null,null,null,null,null,null,null,null,null,"1-500",171.72181372549019,6.7796610169491525E-2,"1-500",337.2502698409466,7.246376811594203E-3,"1-500",133.95961095269715,3.0470914127423823E-2,"1-500",112.2725760638706,0,"1-500",130.46017531490386,2.681992337164751E-2,"1-500"]
[null,null,null,null,null,null,null,null,null,null,null,null,null,null,null,null,null,null,null,null,null,null,"501-1000",343.44362745098039,1.6949152542372881E-2,"501-1000",674.5005396818932,3.6231884057971015E-3,"501-1000",267.91922190539429,2.2160664819944598E-2,"501-1000",224.5451521277412,0,"501-1000",260.92035062980773,0,"501-1000"]
[null,null,null,null,null,null,null,null,null,null,null,null,null,null,null,null,null,null,null,null,null,null,"1001-1500",515.16544117647049,3.3898305084745763E-2,"1001-1500",1011.7508095228399,0,"1001-1500",401.87883285809141,8.3102493074792248E-3,"1001-1500",336.81772819161182,4.2735042735042736E-2,"1001-1500",391.38052594471162,2.681992337164751E-2,"1001-1500"]
[null,null,null,null,null,null,null,null,null,null,null,null,null,null,null,null,null,null,null,null,null,null,"1501-2000",686.88725490196077,3.3898305084745763E-2,"1501-2000",1349.0010793637864,3.6231884057971015E-3,"1501-2000",535.83844381078859,2.7700831024930748E-3,"1501-2000",449.09030425548241,3.4188034188034191E-2,"1501-2000",521.84070125961546,1.1494252873563218E-2,"1501-2000"]
[null,null,null,null,null,null,null,null,null,null,null,null,null,null,null,null,null,null,null,null,null,null,"2001-2500",858.60906862745094,0.10169491525423729,"2001-2500",1686.2513492047331,9.7826086956521743E-2,"2001-2500",669.79805476348577,2.7700831024930747E-2,"2001-2500",561.36288031935305,1.7094017094017096E-2,"2001-2500",652.30087657451941,3.4482758620689655E-2,"2001-2500"]
[null,null,null,null,null,null,null,null,null,null,null,null,null,null,null,null,null,null,null,null,null,null,"2501-3000",1030.330882352941,3.3898305084745763E-2,"2501-3000",2023.5016190456797,3.6231884057971015E-3,"2501-3000",803.75766571618283,8.3102493074792248E-3,"2501-3000",673.63545638322364,1.7094017094017096E-2,"2501-3000",782.76105188942324,1.1494252873563218E-2,"2501-3000"]
[null,null,null,null,null,null,null,null,null,null,null,null,null,null,null,null,null,null,null,null,null,null,"3001-3500",1202.0526960784312,1.6949152542372881E-2,"3001-3500",2360.7518888866261,2.5362318840579712E-2,"3001-3500",937.71727666888,1.1080332409972299E-2,"3001-3500",785.90803244709423,3.4188034188034191E-2,"3001-3500",913.22122720432719,2.2988505747126436E-2,"3001-3500"]
[null,null,null,null,null,null,null,null,null,null,null,null,null,null,null,null,null,null,null,null,null,null,"3501-4000",1373.7745098039215,1.6949152542372881E-2,"3501-4000",2698.0021587275728,3.2608695652173912E-2,"3501-4000",1071.6768876215772,1.662049861495845E-2,"3501-4000",898.18060851096482,0,"3501-4000",1043.6814025192309,3.4482758620689655E-2,"3501-4000"]
[null,null,null,null,null,null,null,null,null,null,null,null,null,null,null,null,null,null,null,null,null,null,"4001-4500",1545.4963235294117,0.10169491525423729,"4001-4500",3035.2524285685195,6.1594202898550728E-2,"4001-4500",1205.6364985742744,3.8781163434903045E-2,"4001-4500",1010.4531845748354,2.564102564102564E-2,"4001-4500",1174.141577834135,1.1494252873563218E-2,"4001-4500"]
[null,null,null,null,null,null,null,null,null,null,null,null,null,null,null,null,null,null,null,null,null,null,"4501-5000",1717.2181372549019,5.0847457627118647E-2,"4501-5000",3372.5026984094661,1.0869565217391304E-2,"4501-5000",1339.5961095269715,2.7700831024930748E-3,"4501-5000",1122.7257606387061,0,"4501-5000",1304.6017531490388,1.1494252873563218E-2,"4501-5000"]
[null,null,null,null,null,null,null,null,null,null,null,null,null,null,null,null,null,null,null,null,null,null,"5001-5500",1888.939950980392,3.3898305084745763E-2,"5001-5500",3709.7529682504128,7.246376811594203E-3,"5001-5500",1473.5557204796687,1.3850415512465374E-2,"5001-5500",1234.9983367025766,0,"5001-5500",1435.0619284639426,1.1494252873563218E-2,"5001-5500"]
[null,null,null,null,null,null,null,null,null,null,null,null,null,null,null,null,null,null,null,null,null,null,"5501-6000",2060.661764705882,0,"5501-6000",4047.0032380913594,1.8115942028985508E-2,"5501-6000",1607.5153314323657,8.3102493074792248E-3,"5501-6000",1347.2709127664473,8.5470085470085479E-3,"5501-6000",1565.5221037788465,1.9157088122605363E-2,"5501-6000"]
[null,null,null,null,null,null,null,null,null,null,null,null,null,null,null,null,null,null,null,null,null,null,"6001-6500",2232.3835784313724,8.4745762711864403E-2,"6001-6500",4384.2535079323061,0,"6001-6500",1741.4749423850628,3.3240997229916899E-2,"6001-6500",1459.5434888303178,0,"6001-6500",1695.9822790937503,2.2988505747126436E-2,"6001-6500"]
[null,null,null,null,null,null,null,null,null,null,null,null,null,null,null,null,null,null,null,null,null,null,"6501-7000",2404.1053921568623,3.3898305084745763E-2,"6501-7000",4721.5037777732523,9.420289855072464E-2,"6501-7000",1875.43455333776,0.24653739612188366,"6501-7000",1571.8160648941885,0.5213675213675214,"6501-7000",1826.4424544086544,4.2145593869731802E-2,"6501-7000"]
[null,null,null,null,null,null,null,null,null,null,null,null,null,null,null,null,null,null,null,null,null,null,"7001-7500",2575.8272058823527,0,"7001-7500",5058.7540476141994,1.4492753623188406E-2,"7001-7500",2009.3941642904572,0,"7001-7500",1684.0886409580589,0,"7001-7500",1956.9026297235582,7.6628352490421452E-3,"7001-7500"]
[null,null,null,null,null,null,null,null,null,null,null,null,null,null,null,null,null,null,null,null,null,null,"7501-8000",2747.5490196078431,8.4745762711864403E-2,"7501-8000",5396.0043174551456,3.2608695652173912E-2,"7501-8000",2143.3537752431544,2.7700831024930747E-2,"7501-8000",1796.3612170219296,8.5470085470085472E-2,"7501-8000",2087.3628050384618,9.5785440613026823E-2,"7501-8000"]
[null,null,null,null,null,null,null,null,null,null,null,null,null,null,null,null,null,null,null,null,null,null,"8001-8500",2919.270833333333,3.3898305084745763E-2,"8001-8500",5733.2545872960927,9.0579710144927536E-2,"8001-8500",2277.3133861958513,0.12742382271468145,"8001-8500",1908.6337930858003,0.14529914529914531,"8001-8500",2217.8229803533659,9.9616858237547887E-2,"8001-8500"]
[null,null,null,null,null,null,null,null,null,null,null,null,null,null,null,null,null,null,null,null,null,null,"8500-8760",3008.5661764705878,0.25423728813559321,"8500-8760",5908.6247276133845,0.49637681159420288,"8500-8760",2346.9723838912541,0.37396121883656508,"8500-8760",1967.0155326390129,6.8376068376068383E-2,"8500-8760",2285.6622715171161,0.50957854406130265,"8500-8760"]
[null,null,null,null,null,null,null,null,null,null,null,null,null,null,null,null,null,null,null,null,null,null,"mean hrs",null,{"$f":"SUMPRODUCT(X181:X198,Y181:Y198)","v":1900},null,null,{"$f":"SUMPRODUCT(AA181:AA198,AB181:AB198)","v":4800},null,null,{"$f":"SUMPRODUCT(AD181:AD198,AE181:AE198)","v":1900},null,null,{"$f":"SUMPRODUCT(AG181:AG198,AH181:AH198)","v":1500},null,null,{"$f":"SUMPRODUCT(AJ181:AJ198,AK181:AK198)","v":1900},null,null,{"$f":"AN177","v":3.25}]

{"sheet":"Energy Price","index":11,"n_rows":28,"n_cols":17,"rows_kept":28,"cut":false,"hidden":false,"merged":[]}
[null,"Energy Price"]
[]
[null,"Import Parameters",null,null,null,null,null,null,"2010 Price Distribution (2011 $/kWh)"]
[null,"from: Sectors and Applications",null,null,null,null,null,null,null,"Industrial",null,"Commercial",null,"Agriculture",null,"Reactive Power"]
[null,"iRU","Description",null,"Sector","Sector",null,null,null,{"$f":"SUMPRODUCT(J8:J11,K8:K11)/SUM(K8:K11)","v":8.34885087773585E-2},null,{"$f":"SUMPRODUCT(L8:L11,M8:M11)/SUM(M8:M11)","v":0.11179745569240408},null,{"$f":"SUMPRODUCT(N8:N11,O8:O11)/SUM(O8:O11)","v":8.5218561003928814E-2},null,{"$f":"SUMPRODUCT(P8:P19,Q8:Q19)/SUM(Q8:Q19)","v":0.62076373286545528}]
[null,1,"Design B, 5 HP",null,{"$f":"INDEX(iSec,B6)","v":2},{"$f":"INDEX(SectorName,E6)","v":"Commercial"}]
[null,2,"Design B, 30 HP",null,2,"Commercial",null,null,"Region","Price","Prob","Price","Prob","Price","Prob","Price","Prob"]
[null,3,"Design B, 75 HP",null,2,"Commercial",null,null,"Northeast",0.10276726266825491,8.6999999999999994E-2,0.14900593341105153,0.19500000000000001,{"$f":"J8","v":0.10276726266825491},4.5999999999999999E-2,0,0]
[null,4,"Design C, 5 HP",null,2,"Commercial",null,null,"Midwest",8.3943958567258226E-2,0.26400000000000001,9.5185441163858783E-2,0.253,{"$f":"J9","v":8.3943958567258226E-2},0.42799999999999999,0,0.1]
[null,5,"Design C, 75 HP",null,2,"Commercial",null,null,"South",7.763681623843556E-2,0.52500000000000002,9.9577287488366945E-2,0.373,{"$f":"J10","v":7.763681623843556E-2},0.29499999999999998,0.26994085521122962,0.1]
[null,6,"Fire Pump, 5 HP",null,2,"Commercial",null,null,"West",9.3767930147463471E-2,0.124,0.120207004634815,0.17899999999999999,9.3767930147463471E-2,0.23100000000000001,0.36934545182934692,9.9999999999999978E-2]
[null,7,"Fire Pump, 30 HP",null,2,"Commercial",null,null,null,null,null,null,null,null,null,0.47739092089340635,0.10000000000000003]
[null,8,"Fire Pump, 75 HP",null,2,"Commercial",null,null,null,null,null,null,null,null,null,0.55944464564007212,9.9999999999999978E-2]
[null,null,null,null,null,null,null,null,null,null,null,null,null,null,null,0.64523122728338467,9.9999999999999978E-2]
[null,null,null,null,null,null,null,null,null,null,null,null,null,null,null,0.73226209455891311,9.9999999999999978E-2]
[null,null,null,null,null,null,null,null,null,null,null,null,null,null,null,0.86187518124804374,0.10000000000000009]
[null,null,null,null,null,null,null,null,null,null,null,null,null,null,null,0.99135001397803935,9.9999999999999978E-2]
[null,null,null,null,null,null,null,null,null,null,null,null,null,null,null,1.1598124631841256,4.9999999999999933E-2]
[null,"Export Parameters",null,null,null,null,null,null,null,null,null,null,null,null,null,1.4417814128401063,5.0000000000000044E-2]
[null,"to: LCC & Payback"]
[null,"Electricity Price by Sector (in 2011$/kWh)",null,null,null,"First year of Fuel Price =",2010]
[null,null,1,2,3,"RP Price"]
[null,"Year","Indus.","Comm.","Agr.","$/kVAr (yr)"]
[null,2010,7.763681623843556E-2,9.9577287488366945E-2,8.3943958567258226E-2,0.55944464564007212]
[]
[null,"to: Rebuttable Payback",null,"(Average Energy Price in 2011$)"]
[null,"Year","Indus.","Comm.","Agr."]
[null,2010,{"$f":"J5","v":8.34885087773585E-2},{"$f":"L5","v":0.11179745569240408},{"$f":"N5","v":8.5218561003928814E-2}]

{"sheet":"Energy Price Trend","index":12,"n_rows":87,"n_cols":13,"rows_kept":87,"cut":false,"hidden":false,"merged":[]}
[null,"Energy Price Trends (based on AEO 2011)"]
[]
[null,"Import Parameters",null,null,null,null,"List of Fuel Price Projections"]
[null,"from:  User Options (GUI)",null,null,null,null,1,{"$f":"INDEX(listFP,G4)","v":"AEO 2011 - Reference Case"}]
[null,"Fuel Price Projection Index",null,{"$f":"MATCH(optFP,listFP,0)","v":1},null,null,2,{"$f":"INDEX(listFP,G5)","v":"AEO 2011 - High Case"}]
[null,{"$f":"\"i.e.\"","v":"i.e."},{"$f":"INDEX(listFP,iFP)","v":"AEO 2011 - Reference Case"},null,null,null,3,{"$f":"INDEX(listFP,G6)","v":"AEO 2011 - Low Case"}]
[null,"Export Parameters",null,null,null,null,null,"Electricity Price"]
[null,"to:  Summary",null,{"$f":"\"Trend relative to \" & yrFuelPrice","v":"Trend relative to 2010"},null,null,null,"Reference Case",null,"High Price Case",null,"Low Price Case"]
[null,null,{"$f":"INDEX(listFP,iFP)","v":"AEO 2011 - Reference Case"},null,null,null,null,"relative to 2010 prices"]
[null,null,"Ind.","Comm.","Agri.",null,null,"Ind.","Comm.","Ind.","Comm.","Ind.","Comm."]
[null,2008,{"$f":"CHOOSE(iFP, H11, J11, L11)","v":1.0560549973558964},{"$f":"CHOOSE(iFP, I11, K11,M11)","v":1.0724331926863573},{"$f":"C11","v":1.0560549973558964},null,2008,1.0560549973558964,1.0724331926863573,1.0549392498679344,1.0713031260976467,1.0549392498679344,1.0716795502459593]
[null,{"$f":"B11+1","v":2009},1.0465362242199894,1.0376230661040788,{"$f":"C12","v":1.0465362242199894},null,2009,1.0465362242199894,1.0376230661040788,1.0454305335446381,1.0365296803652968,1.0454305335446381,1.0368938861560084]
[null,{"$f":"B12+1","v":2010},1,1,1,null,2010,1,1,1,1,1,1]
[null,2011,0.94817556848228446,0.96765119549929668,0.94817556848228446,null,2011,0.94817556848228446,0.96765119549929668,0.95087163232963556,0.97014401123990168,0.94875858425779191,0.9680252986647927]
[null,2012,0.9460602855631941,0.95745428973277069,0.9460602855631941,null,2012,0.9460602855631941,0.95745428973277069,0.95456946645536189,0.96522655426765025,0.94241944004226097,0.95397048489107517]
[null,2013,0.93971443680592281,0.94690576652601965,0.93971443680592281,null,2013,0.93971443680592281,0.94690576652601965,0.95034337031167448,0.95714787495609421,0.93132593766508187,0.93991567111735763]
[null,2014,0.93442622950819676,0.93776371308016881,0.93442622950819676,null,2014,0.93442622950819676,0.93776371308016881,0.94981510829371374,0.95187917105725328,0.92340200739566825,0.92832044975404082]
[null,2015,0.93495505023796932,0.93776371308016881,0.93495505023796932,null,2015,0.93495505023796932,0.93776371308016881,0.95139989434759653,0.95223041798384267,0.91653460116217655,0.92304989458889664]
[null,2016,0.93231094658910618,0.93248945147679319,0.93231094658910618,null,2016,0.93231094658910618,0.93248945147679319,0.95192815636555728,0.94977168949771695,0.91125198098256732,0.91672522839072379]
[null,2017,0.93442622950819676,0.93213783403656825,0.93442622950819676,null,2017,0.93442622950819676,0.93213783403656825,0.95562599049128372,0.95117667720407439,0.9117802430005284,0.9149683766690091]
[null,2018,0.93442622950819676,0.930379746835443,0.93442622950819676,null,2018,0.93442622950819676,0.930379746835443,0.95879556259904908,0.95293291183702145,0.90966719492868453,0.91110330288123675]
[null,2019,0.93442622950819676,0.92862165963431786,0.93442622950819676,null,2019,0.93442622950819676,0.92862165963431786,0.96302165874273649,0.95539164032314716,0.90861067089276282,0.90794096978215033]
[null,2020,0.93812797461660491,0.93248945147679319,0.93812797461660491,null,2020,0.93812797461660491,0.93248945147679319,0.96830427892234539,0.96171408500175626,0.9117802430005284,0.91040056219255094]
[null,2021,0.93865679534637758,0.93143459915611804,0.93865679534637758,null,2021,0.93865679534637758,0.93143459915611804,0.97094558901215,0.96311907270811392,0.90966719492868453,0.90688685874912145]
[null,2022,0.94130089899524061,0.93248945147679319,0.94130089899524061,null,2022,0.94130089899524061,0.93248945147679319,0.97781299524564191,0.96698278890059719,0.90861067089276282,0.90337315530569218]
[null,2023,0.9444738233738762,0.93354430379746833,0.9444738233738762,null,2023,0.9444738233738762,0.93354430379746833,0.98309561542525092,0.97014401123990168,0.91072371896460635,0.9023190442726633]
[null,2024,0.94711792702273934,0.93459915611814337,0.94711792702273934,null,2024,0.94711792702273934,0.93459915611814337,0.98943475964078187,0.97400772743238506,0.91389329107237194,0.90302178496134922]
[null,2025,0.95134849286092005,0.93706047819971861,0.95134849286092005,null,2025,0.95134849286092005,0.93706047819971861,0.99894347596407818,0.98033017211099405,0.91547807712625451,0.90267041461700637]
[null,2026,0.95557905869910098,0.93881856540084385,0.95557905869910098,null,2026,0.95557905869910098,0.93881856540084385,1.0052826201796092,0.98243765367053038,0.91600633914421559,0.90091356289529168]
[null,2027,0.95716552088841889,0.93811533052039375,0.95716552088841889,null,2027,0.95716552088841889,0.93811533052039375,1.0132065504490226,0.98630136986301364,0.91600633914421559,0.89845397048489106]
[null,2028,0.96192490745637238,0.9384669479606188,0.96192490745637238,null,2028,0.96192490745637238,0.9384669479606188,1.0211304807184363,0.98946259220231836,0.91494981510829376,0.89423752635277576]
[null,2029,0.96562665256478064,0.9384669479606188,0.96562665256478064,null,2029,0.96562665256478064,0.9384669479606188,1.0269413629160065,0.99121882683526519,0.91283676703645011,0.89002108222066045]
[null,2030,0.96509783183500797,0.93530239099859358,0.96509783183500797,null,2030,0.96509783183500797,0.93530239099859358,1.0301109350237718,0.99121882683526519,0.91125198098256732,0.88580463808854537]
[null,2031,0.96827075621364345,0.93600562587904357,0.96827075621364345,null,2031,0.96827075621364345,0.93600562587904357,1.0390913893291074,0.99648753073410612,0.91336502905441097,0.88580463808854537]
[null,2032,0.97250132205182449,0.93811533052039375,0.97250132205182449,null,2032,0.97250132205182449,0.93811533052039375,1.0486001056524037,1.0024587284861257,0.91653460116217655,0.8872101194659171]
[null,2033,0.97620306716023275,0.93952180028129384,0.97620306716023275,null,2033,0.97620306716023275,0.93952180028129384,1.0544109878499737,1.005268703898841,0.91759112519809838,0.88650737877723118]
[null,2034,0.9814912744579587,0.94233473980309423,0.9814912744579587,null,2034,0.9814912744579587,0.94233473980309423,1.0528262017960908,1.0014049877063578,0.92076069730586374,0.88756148981026006]
[null,2035,0.99048122686409312,0.94901547116736984,0.99048122686409312,null,2035,0.99048122686409312,0.94901547116736984,1.0486001056524037,0.99613628380751673,0.92234548335974653,0.88826423049894587]
[null,2036,{"$f":"C38*(C$38/C$28)^(0.1)","v":0.99448196124941979},{"$f":"D38*(D$38/D$28)^(0.1)","v":0.95021932723224556},{"$f":"C39","v":0.99448196124941979}]
[null,2037,{"$f":"C39*(C$38/C$28)^(0.1)","v":0.99849885533084948},0.95142471042651899,0.99849885533084948]
[null,2038,1.0025319743803431,0.95263162268740198,1.0025319743803431,null,"For energy price trend after 2035"]
[null,2039,1.0065813839335069,0.95384006595456383,1.0065813839335069,null,"Electricity - the rate of change from 2025 to 2035 is used"]
[null,{"$f":"B42+1","v":2040},1.0106471497906573,0.95505004217013423,1.0106471497906573]
[null,2041,1.0147293380178901,0.95626155327870666,1.0147293380178901]
[null,2042,1.0188280149481546,0.95747460122734118,1.0188280149481546]
[null,2043,1.0229432471823303,0.95868918796556801,1.0229432471823303]
[null,2044,1.0270751015903106,0.95990531544539026,1.0270751015903106]
[null,2045,1.0312236453120878,0.96112298562128728,1.0312236453120878]
[null,2046,1.0353889457588452,0.96234220045021768,1.0353889457588452]
[null,2047,1.0395710706140524,0.9635629618916226,1.0395710706140524]
[null,2048,1.0437700878345646,0.96478527190742869,1.0437700878345646]
[null,2049,1.0479860656517272,0.96600913246205156,1.0479860656517272]
[null,2050,1.0522190725724847,0.96723454552239851,1.0522190725724847]
[null,2051,1.0564691773804933,0.96846151305787198,1.0564691773804933]
[null,2052,1.0607364491372389,0.96969003704037282,1.0607364491372389]
[null,2053,{"$f":"C55*(C$38/C$28)^(0.1)","v":1.0650209571831595},0.97092011944430312,1.0650209571831595]
[null,2054,1.0693227711387721,0.97215176224656963,1.0693227711387721]
[null,2055,1.073641960905803,0.97338496742658698,1.073641960905803]
[null,2056,1.0779785966683249,0.97461973696628046,1.0779785966683249]
[null,2057,1.0823327488938963,0.9758560728500898,1.0823327488938963]
[null,2058,1.0867044883347077,0.97709397706497192,1.0867044883347077]
[null,2059,1.0910938860287298,0.97833345160040419,1.0910938860287298]
[null,2060,1.0955010133008691,0.97957449844838784,1.0955010133008691]
[null,2061,1.0999259417641265,0.98081711960345086,1.0999259417641265]
[null,2062,1.1043687433207605,0.98206131706265154,1.1043687433207605]
[null,2063,1.1088294901634561,0.98330709282558137,1.1088294901634561]
[null,2064,1.1133082547764979,0.98455444889436838,1.1133082547764979]
[null,2065,1.1178051099369475,0.98580338727368044,1.1178051099369475]
[null,2066,1.1223201287158266,0.98705390997072839,1.1223201287158266]
[null,2067,1.1268533844793038,0.98830601899526926,1.1268533844793038]
[null,2068,1.1314049508898871,0.98955971635960949,1.1314049508898871]
[null,2069,{"$f":"C71*(C$38/C$28)^(0.1)","v":1.1359749019076211},0.99081500407860823,1.1359749019076211]
[null,2070,1.1405633117912881,0.99207188416968062,1.1405633117912881]
[null,2071,1.1451702550996155,0.99333035865280073,1.1451702550996155]
[null,2072,1.1497958066924867,0.99459042955050525,1.1497958066924867]
[null,{"$f":"B75+1","v":2073},1.1544400417321581,0.9958520988878965,{"$f":"C76","v":1.1544400417321581}]
[null,2074,1.15910303568448,0.9971153686926455,1.15910303568448]
[null,2075,1.1637848643201232,0.99838024099499567,1.1637848643201232]
[null,2076,1.16848560371581,0.99964671782776582,1.16848560371581]
[null,2077,1.1732053302555503,1.0009148012263533,1.1732053302555503]
[null,2078,1.177944120631883,1.0021844932287376,1.177944120631883]
[null,2079,1.1827020518471225,1.0034557958754835,1.1827020518471225]
[null,2080,1.1874792012146091,1.0047287112097441,1.1874792012146091]
[null,2081,1.1922756463599662,1.0060032412772641,1.1922756463599662]
[null,2082,1.1970914652223608,1.007279388126384,1.1970914652223608]
[null,2083,1.2019267360557708,1.008557153808042,1.2019267360557708]
[null,2084,1.2067815374302562,1.0098365403757785,1.2067815374302562]

{"sheet":"Discount Rate","index":13,"n_rows":38,"n_cols":13,"rows_kept":38,"cut":false,"hidden":false,"merged":[]}
[null,"Discount Rates"]
[]
[null,"Import Parameters",null,null,null,"Discount Rate Distribution by Sector"]
[null,"from: Sector and Applications",null,null,null,"Industrial",null,"Commercial"]
[null,"iRU","iSec",null,null,"Discount","Distri-","Discount","Distri-"]
[null,1,{"$f":"INDEX(iSec,B6)","v":2},null,null,"Rate","bution","Rate","bution"]
[null,{"$f":"B6+1","v":2},2,null,null,{"$f":"J7","v":3.1384374271066662E-2},{"$f":"K7/SUM($K$7:$K$23)","v":5.3858098489129669E-3},{"$f":"L7","v":2.8373173736329971E-2},{"$f":"M7/SUM($M$7:$M$23)","v":1.5996577711861082E-3},{"$f":"G27","v":3.1384374271066662E-2},{"$f":"1 / (G$28 * SQRT(2*PI()) * EXP((J7-F$24)^2 / (2*G$28^2) ))","v":1.5844173251864611},{"$f":"I27","v":2.8373173736329971E-2},{"$f":"1 / (I$28 * SQRT(2*PI()) * EXP( (L7-H$24)^2 / (2*I$28^2) ))","v":0.48665847403670093}]
[null,{"$f":"B7+1","v":3},2,null,null,{"$f":"J8","v":3.4760073206981532E-2},{"$f":"K8/SUM($K$7:$K$23)","v":1.1351462202521007E-2},{"$f":"L8","v":3.1648074883020322E-2},{"$f":"M8/SUM($M$7:$M$23)","v":4.2500647615890891E-3},{"$f":"J7+($G$26-$J$7)/16","v":3.4760073206981532E-2},{"$f":"1 / (G$28 * SQRT(2*PI()) * EXP((J8-F$24)^2 / (2*G$28^2) ))","v":3.3394148483544406},{"$f":"L7+($I$26-$L$7)/16","v":3.1648074883020322E-2},{"$f":"1 / (I$28 * SQRT(2*PI()) * EXP( (L8-H$24)^2 / (2*I$28^2) ))","v":1.292982829632668}]
[null,4,2,null,null,3.8135772142896401E-2,2.1645598593529398E-2,3.4922976029710673E-2,1.0009713742514028E-2,{"$f":"J8+($G$26-$J$7)/16","v":3.8135772142896401E-2},{"$f":"1 / (G$28 * SQRT(2*PI()) * EXP((J9-F$24)^2 / (2*G$28^2) ))","v":6.3677817055761192},{"$f":"L8+($I$26-$L$7)/16","v":3.4922976029710673E-2},{"$f":"1 / (I$28 * SQRT(2*PI()) * EXP( (L9-H$24)^2 / (2*I$28^2) ))","v":3.0452213612316021}]
[null,5,2,null,null,4.1511471078811271E-2,3.7342586463396235E-2,3.8197877176401024E-2,2.0898032967112574E-2,4.1511471078811271E-2,10.985579257281074,3.8197877176401024E-2,6.3577378970270058]
[null,6,2,null,null,4.4887170014726141E-2,5.8284918275040891E-2,4.1472778323091375E-2,3.8676467801652951E-2,4.4887170014726141E-2,17.146471357634461,4.1472778323091375E-2,11.766411003977298]
[null,7,2,null,null,4.8262868950641011E-2,8.2304767090806197E-2,4.4747679469781726E-2,6.3452076818578063E-2,4.8262868950641011E-2,24.212718714982081,4.4747679469781726E-2,19.303810749528203]
[null,8,2,null,null,5.1638567886555881E-2,0.10515036643481319,4.8022580616472077E-2,9.2278923707203267E-2,5.1638567886555881E-2,30.93352104932719,4.8022580616472077E-2,28.073704892389721]
[null,null,null,null,null,5.501426682247075E-2,0.12153842175591885,5.1297481763162428E-2,0.1189643516231835,5.501426682247075E-2,35.754619362353345,5.1297481763162428E-2,36.192122383012105]
[null,null,null,null,null,5.838996575838562E-2,0.12709644300305459,5.4572382909852779E-2,0.13595300324296192,5.838996575838562E-2,37.389698469257524,5.4572382909852779E-2,41.360522413408738]
[null,"Export Parameters",null,null,null,6.176566469430049E-2,0.12024587913910731,5.784728405654313E-2,0.13772678565659346,6.176566469430049E-2,35.374374427409833,5.784728405654313E-2,41.900154238565321]
[null,"to:  LCC Summary",null,null,null,6.514136363021536E-2,0.10292574265438001,6.1122185203233481E-2,0.12368176100339849,6.514136363021536E-2,30.279073053831851,6.1122185203233481E-2,37.627283885512476]
[null,"iRU","Sampled Discount Rate",null,null,6.851706256613023E-2,7.9706698086130789E-2,6.4397086349923832E-2,9.8457896001744996E-2,6.851706256613023E-2,23.44840923163326,6.4397086349923832E-2,29.953512737630941]
[null,1,{"$f":"INDEX(D$32:D$34,C6)","v":3.9575585811337098E-2},null,null,7.1892761502045099E-2,5.5844785802389371E-2,6.7671987496614183E-2,6.947892397289411E-2,7.1892761502045099E-2,16.428624223428734,6.7671987496614183E-2,21.137338077812377]
[null,{"$f":"B19+1","v":2},{"$f":"INDEX(D$32:D$34,C7)","v":3.9575585811337098E-2},null,null,7.5268460437959969E-2,3.5398710533448959E-2,7.0946888643304534E-2,4.3462355437767379E-2,7.5268460437959969E-2,10.413722695719951,7.0946888643304534E-2,13.222405414691531]
[null,{"$f":"B20+1","v":3},3.9575585811337098E-2,null,null,7.8644159373874839E-2,2.0300617897060544E-2,7.4221789789994885E-2,2.4100778802571995E-2,7.8644159373874839E-2,5.9721103437368752,7.4221789789994885E-2,7.3320984315658295]
[null,4,3.9575585811337098E-2,null,null,8.2019858309789709E-2,1.053290272340052E-2,7.7496690936685236E-2,1.1846949486239688E-2,8.2019858309789709E-2,3.0986080139512784,7.7496690936685236E-2,3.604157378417487]
[null,5,3.9575585811337098E-2,null,null,8.5395557245704579E-2,4.9442894960892445E-3,8.0771592083375587E-2,5.1622572028084384E-3,8.5395557245704579E-2,1.4545292459447594,8.0771592083375587E-2,1.5704960511903394]
[null,6,3.9575585811337098E-2,null,null,5.8209726477335792E-2,{"$f":"SUM(G7:G23)","v":1},5.6562060707993474E-2,{"$f":"SUM(I7:I23)","v":0.99999999999999989}]
[null,7,3.9575585811337098E-2,null,null,"Mean",5.8209726477335792E-2,null,5.6562060707993474E-2]
[null,8,3.9575585811337098E-2,null,null,"Max",8.5395557245704579E-2,null,8.0771592083375601E-2]
[null,null,null,null,null,"Min",3.1384374271066662E-2,null,2.8373173736329971E-2]
[null,null,null,null,null,"StDev",1.0668322153565113E-2,null,9.433301395833156E-3]
[]
[null,"Discount Rate by Sector:"]
[null,null,null,"Sampled"]
[null,1,"Industrial ",6.1021887058887683E-2]
[null,2,"Commercial",3.9575585811337098E-2]
[null,3,"Agricultural",{"$f":"D32","v":6.1021887058887683E-2}]
[null,null,null,"Average"]
[null,1,"Industrial ",{"$f":"G25","v":5.8209726477335792E-2}]
[null,2,"Commercial",{"$f":"I25","v":5.6562060707993474E-2}]
[null,3,"Agricultural",{"$f":"D36","v":5.8209726477335792E-2}]

{"sheet":"Lifetime","index":14,"n_rows":147,"n_cols":51,"rows_kept":147,"cut":false,"hidden":false,"merged":[]}
[null,{"$f":"RIGHT(CELL(\"filename\",A1), LEN(CELL(\"filename\",A1)) - FIND(\"]\",CELL(\"filename\",A1)))","v":"Lifetime"}]
[]
[null,"Import Parameters",null,null,null,null,null,"Assumptions:",null,null,null,null,null,null,null,null,"Weibull Distribution for Application Lifetime",null,null,null,null,null,null,null,null,null,null,null,null,null,null,null,null,null,null,null,null,null,null,"Weibull Distribution for Motor Lifetime"]
[null,"from: Sectors and Applications",null,null,null,null,null,"Application Lifetime of motor: (Weibull distribution)",null,null,null,null,null,null,null,null,"FAN",null,null,null,"Air Compressor",null,null,null,"Pump",null,null,null,"Material Handling and Process",null,null,null,"Others",null,null,null,"Fire pump",null,null,null,null,"1-5 HP",null,null,null,"21-50 HP",null,null,null,"51-100 HP"]
[null,"Operating Hours",null,null,null,null,null,null,"Mean","Loc","scale","shape","Sampled",null,"Loc",7.5,"X","Probability","Loc",7.5,"X","Probability","Loc",5.5,"X","Probability","Loc",10,"X","Probability","Loc",7.666666666666667,"X","Probability","Loc",14.5,"X","Probability",null,"Loc",18902.853193471783,"X","Probability","Loc",19464.339852239351,"X","Probability","Loc",20345.612820846392,"X","Probability"]
[null,"iRU",null,"iApp","Oper.Hrs.","iHP",null,null,null,null,null,null,null,null,"scale",8.4384860628357945,7.5,{"$f":"P$7/P$6 * ((Q6-P$5)/P$6)^(P$7-1) * 1/EXP(((Q6-P$5)/P$6)^P$7)","v":0},"scale",8.4384860628357945,7.5,{"$f":"T$7/T$6 * ((U6-T$5)/T$6)^(T$7-1) * 1/EXP(((U6-T$5)/T$6)^T$7)","v":0},"scale",6.1882231127462495,5.5,{"$f":"X$7/X$6 * ((Y6-X$5)/X$6)^(X$7-1) * 1/EXP(((Y6-X$5)/X$6)^X$7)","v":0},"scale",11.251314750447728,10,{"$f":"AB$7/AB$6 * ((AC6-AB$5)/AB$6)^(AB$7-1) * 1/EXP(((AC6-AB$5)/AB$6)^AB$7)","v":0},"scale",8.6260079753432564,7.7,{"$f":"AF$7/AF$6 * ((AG6-AF$5)/AF$6)^(AF$7-1) * 1/EXP(((AG6-AF$5)/AF$6)^AF$7)","v":3.1278804018451427E-5},"scale",16.314406388149205,{"$f":"AJ5","v":14.5},{"$f":"AJ$7/AJ$6 * ((AK6-AJ$5)/AJ$6)^(AJ$7-1) * 1/EXP(((AK6-AJ$5)/AJ$6)^AJ$7)","v":0},null,"scale",14178.796621068921,{"$f":"AO5","v":18902.853193471783},{"$f":"AO$7/AO$6 * ((AP6-AO$5)/AO$6)^(AO$7-1) * 1/EXP(((AP6-AO$5)/AO$6)^AO$7)*1000","v":0},"scale",51099.862900609915,{"$f":"AS5","v":19464.339852239351},{"$f":"AS$7/AS$6 * ((AT6-AS$5)/AS$6)^(AS$7-1) * 1/EXP(((AT6-AS$5)/AS$6)^AS$7)*1000","v":0},"scale",53413.474778322416,{"$f":"AW5","v":20345.612820846392},{"$f":"AW$7/AW$6 * ((AX6-AW$5)/AW$6)^(AW$7-1) * 1/EXP(((AX6-AW$5)/AW$6)^AW$7) * 1000","v":0}]
[null,1,{"$f":"INDEX(RUname,B7)","v":"Design B, T-Frame, 5 HP, 4 poles, Enclosed"},{"$f":"INDEX(smplApp,B7)","v":5},{"$f":"INDEX(OperHr,B7)","v":2556.7128160783773},{"$f":"INDEX(tblHP,B7)","v":1},null,"Air compressors",{"$f":"T8","v":15},{"$f":"T5","v":7.5},{"$f":"T6","v":8.4384860628357945},{"$f":"T7","v":2.6548236705423389},15.539534778652499,null,"shape",2.6548236705423389,{"$f":"Q6+0.2","v":7.7},{"$f":"P$7/P$6 * ((Q7-P$5)/P$6)^(P$7-1) * 1/EXP(((Q7-P$5)/P$6)^P$7)","v":6.4309260039581385E-4},"shape",2.6548236705423389,{"$f":"U6+0.2","v":7.7},{"$f":"T$7/T$6 * ((U7-T$5)/T$6)^(T$7-1) * 1/EXP(((U7-T$5)/T$6)^T$7)","v":6.4309260039581385E-4},"shape",2.6548236705423389,{"$f":"Y6+0.5","v":6},6.6660740675602796E-3,"shape",2.6548236705423389,{"$f":"AC6+0.5","v":10.5},1.3646244185087941E-3,"shape",2.6548236705423389,{"$f":"AG6+0.5","v":8.1999999999999993},3.0731819187976659E-3,"shape",2.6548236705423389,{"$f":"AK6+0.5","v":15},{"$f":"AJ$7/AJ$6 * ((AK7-AJ$5)/AJ$6)^(AJ$7-1) * 1/EXP(((AK7-AJ$5)/AJ$6)^AJ$7)","v":5.0895520374859412E-4},null,"shape",2.654824307649319,{"$f":"AP6+1000","v":19902.853193471783},{"$f":"AO$7/AO$6 * ((AP7-AO$5)/AO$6)^(AO$7-1) * 1/EXP(((AP7-AO$5)/AO$6)^AO$7)*1000","v":2.3241013249611412E-3},"shape",2.6548242933396411,{"$f":"AT6+1000","v":20464.339852239351},{"$f":"AS$7/AS$6 * ((AT7-AS$5)/AS$6)^(AS$7-1) * 1/EXP(((AT7-AS$5)/AS$6)^AS$7)*1000","v":7.7351530903230936E-5},"shape",2.6548242933284985,{"$f":"AX6+1000","v":21345.612820846392},{"$f":"AW$7/AW$6 * ((AX7-AW$5)/AW$6)^(AW$7-1) * 1/EXP(((AX7-AW$5)/AW$6)^AW$7) * 1000","v":6.8772551036464625E-5}]
[null,2,"Design B, T-Frame, 30 HP, 4 poles, Enclosed",5,684.12071921221536,2,null,"Fans",{"$f":"P8","v":15},{"$f":"P5","v":7.5},{"$f":"P6","v":8.4384860628357945},{"$f":"P7","v":2.6548236705423389},15.227662536741068,null,"Mean",15,{"$f":"Q7+0.2","v":7.9},{"$f":"P$7/P$6 * ((Q8-P$5)/P$6)^(P$7-1) * 1/EXP(((Q8-P$5)/P$6)^P$7)","v":2.0244805297506214E-3},"Mean",15,{"$f":"U7+0.2","v":7.9},{"$f":"T$7/T$6 * ((U8-T$5)/T$6)^(T$7-1) * 1/EXP(((U8-T$5)/T$6)^T$7)","v":2.0244805297506214E-3},"Mean",11,{"$f":"Y7+0.5","v":6.5},2.0851127417390109E-2,"Mean",20,{"$f":"AC7+0.5","v":11},4.2911454358908075E-3,"Mean",15.333333333333334,{"$f":"AG7+0.5","v":8.6999999999999993},9.1545691858243607E-3,"Mean",29,{"$f":"AK7+0.5","v":15.5},1.601808380462882E-3,null,"Mean",31504.755322452969,{"$f":"AP7+1000","v":20902.853193471783},7.2843516336745257E-3,"Mean",64881.132840797836,{"$f":"AT7+1000","v":21464.339852239351},2.4353064886779963E-4,"Mean",67818.709402821318,{"$f":"AX7+1000","v":22345.612820846392},2.1652461844314763E-4]
[null,3,"Design B, T-Frame, 75 HP, 4 poles, Enclosed",3,2337.2426858325844,3,null,"Pumps",{"$f":"X8","v":11},{"$f":"X5","v":5.5},{"$f":"X6","v":6.1882231127462495},{"$f":"X7","v":2.6548236705423389},10.285445890746514,null,"Median",14.85034645960576,8.1,3.9578313314771723E-3,"Median",14.85034645960576,8.1,3.9578313314771723E-3,"Median",10.890254070377559,7,4.0167939268112039E-2,"Median",19.800461946141013,11.5,8.3678377282896226E-3,"Median",15.180354158708109,9.1999999999999993,1.7474040531741369E-2,"Median",28.710669821904471,16,3.1297050339246586E-3,null,"Median",31253.299733519521,21902.853193471783,1.409794411227395E-2,"Median",63974.896097212812,{"$f":"AT8+1000","v":22464.339852239351},4.7621117122765704E-4,"Median",66871.441627526743,23345.612820846392,4.2341898927715819E-4]
[null,4,"Design C, T-Frame, 5 HP, 4 poles, Enclosed",2,3549.9817439709209,1,null,"Material Handling and Processing",{"$f":"AB8","v":20},{"$f":"AB5","v":10},{"$f":"AB6","v":11.251314750447728},{"$f":"AB7","v":2.6548236705423389},31.688181101099161,null,null,null,8.2999999999999989,6.3644834197583277E-3,null,null,8.2999999999999989,6.3644834197583277E-3,null,null,7.5,6.2960359188441575E-2,null,null,12,1.3396764407668384E-2,null,null,9.6999999999999993,2.7560627305874705E-2,null,null,16.5,5.0277434008487746E-3,null,null,null,22902.853193471783,2.2276505487969899E-2,null,null,23464.339852239351,7.6609599953280782E-4,null,null,24345.612820846392,6.812141735862957E-4]
[null,5,"Design C, T-Frame, 50 HP, 4 poles, Enclosed",3,2227.1716618658797,2,null,"Other",{"$f":"AF8","v":15.333333333333334},{"$f":"AF5","v":7.666666666666667},{"$f":"AF6","v":8.6260079753432564},{"$f":"AF7","v":2.6548236705423389},13.210532847119318,null,null,null,8.4999999999999982,9.1930065907698984E-3,null,null,8.4999999999999982,9.1930065907698984E-3,null,null,8,8.7485103418803528E-2,null,null,12.5,1.9221602992074066E-2,null,null,10.199999999999999,3.8982799003807612E-2,null,null,17,7.2511577698619436E-3,null,null,null,23902.853193471783,3.1334060957171818E-2,null,null,24464.339852239351,1.1072522122621828E-3,null,null,25345.612820846392,9.8467300662631748E-4]
[null,6,"Fire Pump, 5 HP, 4 poles, Enclosed",6,0.89732037479864446,1,null,"Fire Pumps",{"$f":"AJ8","v":29},{"$f":"AJ5","v":14.5},{"$f":"AJ6","v":16.314406388149205},{"$f":"AJ7","v":2.6548236705423389},22.377281800603054,null,null,null,8.6999999999999975,1.2403635849390615E-2,null,null,8.6999999999999975,1.2403635849390615E-2,null,null,8.5,0.11183755870245218,null,null,13,2.5694208359092474E-2,null,null,10.7,5.1289650611809706E-2,null,null,17.5,9.7629102348204197E-3,null,null,null,24902.853193471783,4.0743280276258113E-2,null,null,25464.339852239351,1.4952456928406317E-3,null,null,26345.612820846392,1.3299052677239933E-3]
[null,7,"Fire Pump, 30 HP, 4 poles, Enclosed",6,2.7097344804600505,2,null,null,null,null,null,null,null,null,null,null,8.8999999999999968,1.5962316233864463E-2,null,null,8.8999999999999968,1.5962316233864463E-2,null,null,9,0.13404368943836389,null,null,13.5,3.2662564783533632E-2,null,null,11.2,6.3996675639756015E-2,null,null,18,1.2528942590415497E-2,null,null,null,25902.853193471783,4.9939955321687136E-2,null,null,26464.339852239351,1.9264292908708007E-3,null,null,27345.612820846392,1.7137355696527103E-3]
[null,8,"Fire Pump, 75 HP, 4 poles, Enclosed",6,4.2253957894748986,3,null,"Mechanical Lifetime of motor: (Weibull distribution)",null,null,null,null,null,null,null,null,9.0999999999999961,1.9837808555142764E-2,null,null,9.0999999999999961,1.9837808555142764E-2,null,null,9.5,0.15223452000856688,null,null,14,3.9966245461077653E-2,null,null,11.7,7.6590622053481078E-2,null,null,18.5,1.5515902750035665E-2,null,null,null,26902.853193471783,5.8350667442093315E-2,null,null,27464.339852239351,2.3975969357582687E-3,null,null,28345.612820846392,2.1333963361822163E-3]
[null,null,null,null,null,null,null,null,"Mean","Loc","scale","shape","Sampled",null,null,null,9.2999999999999954,2.4000084903730748E-2,null,null,9.2999999999999954,2.4000084903730748E-2,null,null,10,0.16485586150976297,null,null,14.5,4.7435633518163781E-2,null,null,12.2,8.8545776175896956E-2,null,null,19,1.8689944944287353E-2,null,null,null,27902.853193471783,6.5433934793352244E-2,null,null,28464.339852239351,2.9057907251503847E-3,null,null,29345.612820846392,2.5863565276426229E-3]
[null,"Export Parameters",null,null,null,null,null,"1-5 HP",{"$f":"AO8","v":31504.755322452969},{"$f":"AO5","v":18902.853193471783},{"$f":"AO6","v":14178.796621068921},{"$f":"AO7","v":2.654824307649319},37519.90371507642,null,null,null,9.4999999999999947,2.8419369194526114E-2,null,null,9.4999999999999947,2.8419369194526114E-2,null,null,10.5,0.17086748929470399,null,null,15,5.4893509245723039E-2,null,null,12.7,9.9347781595216039E-2,null,null,19.5,2.2016094918633169E-2,null,null,null,28902.853193471783,7.0727220465030202E-2,null,null,29464.339852239351,3.4481834157921707E-3,null,null,30345.612820846392,3.0702171482386979E-3]
[null,"to:  LCC Summary",null,null,null,null,null,"21-50 HP",{"$f":"AS8","v":64881.132840797836},{"$f":"AS5","v":19464.339852239351},{"$f":"AS6","v":51099.862900609915},{"$f":"AS7","v":2.6548242933396411},82867.146965023785,null,null,null,9.699999999999994,3.3065542961859345E-2,null,null,9.699999999999994,3.3065542961859345E-2,null,null,11,0.16988718342128206,null,null,15.5,6.21583257452391E-2,null,null,13.2,0.10852185165930717,null,null,20,2.5457959633762819E-2,null,null,null,29902.853193471783,7.389205218442986E-2,null,null,30464.339852239351,4.0220026120996533E-3,null,null,31345.612820846392,3.582643565137066E-3]
[null,"Lifetime",null,null,null,null,null,"51-100 HP",{"$f":"AW8","v":67818.709402821318},{"$f":"AW5","v":20345.612820846392},{"$f":"AW6","v":53413.474778322416},{"$f":"AW7","v":2.6548242933284985},92639.46416672261,null,null,null,9.8999999999999932,3.7907779586156737E-2,null,null,9.8999999999999932,3.7907779586156737E-2,null,null,11.5,0.1622440703209973,null,null,16,6.9048732901428211E-2,null,null,13.7,0.11566220963498194,null,null,20.5,2.8977672982022855E-2,null,null,null,30902.853193471783,7.4749586519516145E-2,null,null,31464.339852239351,4.6244801442581005E-3,null,null,32345.612820846392,4.1213199562843365E-3]
[null,"iRU",null,null,"in yrs","in hrs",null,null,null,null,null,null,null,null,null,null,10.099999999999993,4.2914333860368727E-2,null,null,10.099999999999993,4.2914333860368727E-2,null,null,12,0.14892368585929228,null,null,16.5,7.5388977610698363E-2,null,null,14.2,0.12045947859688043,null,null,21,3.2536017928183253E-2,null,null,null,31902.853193471783,{"$f":"AO$7/AO$6 * ((AP19-AO$5)/AO$6)^(AO$7-1) * 1/EXP(((AP19-AO$5)/AO$6)^AO$7)*1000","v":7.3300065602417988E-2},null,null,32464.339852239351,5.2528178099026969E-3,null,null,33345.612820846392,4.683918033996975E-3]
[null,1,{"$f":"INDEX(RUname,B20)","v":"Design B, T-Frame, 5 HP, 4 poles, Enclosed"},null,{"$f":"MIN(INDEX(tblappl_life, D7), INDEX(MotorLifeHrs,F7)/INDEX(OperHr,B20))","v":13.210532847119318},{"$f":"INDEX(MotorLifeHrs,F7)","v":37519.90371507642},null,null,null,null,null,null,null,null,null,null,10.299999999999992,4.8052444971652009E-2,null,null,10.299999999999992,4.8052444971652009E-2,null,null,12.5,0.1314109306265307,null,null,17,8.1014812523797192E-2,null,null,14.7,0.1227228306436863,null,null,21.5,3.6092688335985688E-2,null,null,null,32902.853193471783,6.9721952162487014E-2,null,null,33464.339852239355,5.9041644311915182E-3,null,null,34345.612820846392,5.2680755514257511E-3]
[null,2,"Design B, T-Frame, 30 HP, 4 poles, Enclosed",null,{"$f":"MIN(INDEX(tblappl_life, D8), INDEX(MotorLifeHrs,F8)/INDEX(OperHr,B21))","v":13.210532847119318},{"$f":"INDEX(MotorLifeHrs,F8)","v":82867.146965023785},null,null,null,null,null,null,null,null,null,null,10.499999999999991,5.3288327281436641E-2,null,null,10.499999999999991,5.3288327281436641E-2,null,null,13,0.11146057191367099,null,null,17.5,8.5779530639605528E-2,null,null,15.2,0.12239412156711585,null,null,22,3.960666466443119E-2,null,null,null,33902.853193471783,6.4349835561305968E-2,null,null,34464.339852239355,6.5756011781772762E-3,null,null,35345.612820846392,5.8713818786987667E-3]
[null,3,"Design B, T-Frame, 75 HP, 4 poles, Enclosed",null,{"$f":"MIN(INDEX(tblappl_life, D9), INDEX(MotorLifeHrs,F9)/INDEX(OperHr,B22))","v":10.285445890746514},92639.46416672261,null,null,null,null,null,null,null,null,null,null,10.69999999999999,5.8587232231545272E-2,null,null,10.69999999999999,5.8587232231545272E-2,null,null,13.5,9.084140078450853E-2,null,null,18,8.9559731207622881E-2,null,null,15.7,0.1195520123722468,null,null,22.5,4.3036682741000636E-2,null,null,null,34902.853193471783,5.7633884165917304E-2,null,null,35464.339852239355,7.2641332293972728E-3,null,null,36345.612820846392,6.491368934443761E-3]
[null,4,"Design C, T-Frame, 5 HP, 4 poles, Enclosed",null,10.569041313747038,{"$f":"INDEX(MotorLifeHrs,F10)","v":37519.90371507642},null,null,null,null,null,null,null,null,null,null,10.89999999999999,6.3913569750145505E-2,null,null,10.89999999999999,6.3913569750145505E-2,null,null,14,7.1104590983262966E-2,null,null,18.5,9.2260426194295628E-2,null,null,16.2,0.11440515949823038,null,null,23,4.6341776785382982E-2,null,null,null,35902.853193471783,5.0086900559975715E-2,null,null,36464.339852239355,7.966686496549481E-3,null,null,37345.612820846392,7.1255063453050617E-3]
[null,5,"Design C, T-Frame, 50 HP, 4 poles, Enclosed",null,{"$f":"MIN(INDEX(tblappl_life, D11), INDEX(MotorLifeHrs,F11)/INDEX(OperHr,B24))","v":10.285445890746514},82867.146965023785,null,null,null,null,null,null,null,null,null,null,11.099999999999989,6.9231080399325684E-2,null,null,11.099999999999989,6.9231080399325684E-2,null,null,14.5,5.3417995476436518E-2,null,null,19,9.3819123213959979E-2,null,null,16.7,0.10727481748063589,null,null,23.5,4.948187823189569E-2,null,null,null,36902.853193471783,4.2227167048365419E-2,null,null,37464.339852239355,8.6801085373542902E-3,null,null,38345.612820846392,7.7712000634461396E-3]
[null,6,"Fire Pump, 5 HP, 4 poles, Enclosed",null,{"$f":"INDEX(tblappl_life,D12)","v":22.377281800603054},37519.90371507642,null,null,null,null,null,null,null,null,null,null,11.299999999999988,7.4503051104273424E-2,null,null,11.299999999999988,7.4503051104273424E-2,null,null,15,3.8489148131471793E-2,null,null,19.5,9.4208573418757921E-2,null,null,17.2,9.8568468537061263E-2,null,null,24,5.2418451505496622E-2,null,null,null,37902.853193471783,3.4525748106430408E-2,null,null,38464.339852239355,9.4011730269113088E-3,null,null,39345.612820846392,8.4257938955029695E-3]
[null,7,"Fire Pump, 30 HP, 4 poles, Enclosed",null,{"$f":"INDEX(tblappl_life,D13)","v":22.377281800603054},82867.146965023785,null,null,null,null,null,null,null,null,null,null,11.499999999999988,7.9692568139122802E-2,null,null,11.499999999999988,7.9692568139122802E-2,null,null,15.5,2.6576882839761354E-2,null,null,20,9.3437950881705131E-2,null,null,17.7,8.8747182540790254E-2,null,null,24.5,5.5115147249084596E-2,null,null,null,38902.853193471783,2.7365645992261382E-2,null,null,39464.339852239355,1.0126587312404357E-2,null,null,40345.612820846392,9.0865735386921852E-3]
[null,8,"Fire Pump, 75 HP, 4 poles, Enclosed",null,{"$f":"INDEX(tblappl_life,D14)","v":22.377281800603054},92639.46416672261,null,null,null,null,null,null,null,null,null,null,11.699999999999987,8.47628014142391E-2,null,null,11.699999999999987,8.47628014142391E-2,null,null,16,1.757179076086365E-2,null,null,20.5,9.1552329670455818E-2,null,null,18.2,7.8290145848184028E-2,null,null,25,5.7538452910520982E-2,null,null,null,39902.853193471783,2.1017529765593193E-2,null,null,40464.339852239355,1.0853002673049741E-2,null,null,41345.612820846392,9.7507728110500149E-3]
[null,null,null,null,null,null,null,null,null,null,null,null,null,null,null,null,11.899999999999986,8.9677314198067126E-2,null,null,11.899999999999986,8.9677314198067126E-2,null,null,16.5,1.1114448665832655E-2,null,null,21,8.8630439359098839E-2,null,null,18.7,6.7660059527168623E-2,null,null,25.5,5.9658320306402189E-2,null,null,null,40902.853193471783,1.5633364415942517E-2,null,null,41464.339852239355,1.157702696717107E-2,null,null,42345.612820846392,1.0415581821153095E-2]
[null,null,null,null,null,null,null,null,null,null,null,null,null,null,null,null,12.099999999999985,9.4400392333353733E-2,null,null,12.099999999999985,9.4400392333353733E-2,null,null,17,6.719239506967207E-3,null,null,21.5,8.4780800167163592E-2,null,null,19.2,5.7272856611026865E-2,null,null,26,6.1448749947701713E-2,null,null,null,41902.853193471783,1.1255983735805303E-2,null,null,42464.339852239355,1.2295239383905832E-2,null,null,43345.612820846392,1.1078156859319037E-2]
[null,null,null,null,null,null,null,null,null,null,null,null,null,null,null,null,12.299999999999985,9.8897386854356201E-2,null,null,12.299999999999985,9.8897386854356201E-2,null,null,17.5,3.8788496326784302E-3,null,null,22,8.0136454919989539E-2,null,null,19.7,4.7474472675839416E-2,null,null,26.5,6.2888312649101386E-2,null,null,null,42902.853193471783,7.8402061015296638E-3,null,null,43464.339852239355,1.3004207036456333E-2,null,null,44345.612820846392,1.1735631814332594E-2]
[null,null,null,null,null,null,null,null,null,null,null,null,null,null,null,null,12.499999999999984,0.10313506373706657,null,null,12.499999999999984,0.10313506373706657,null,null,18,2.13608832772804E-3,null,null,22.5,7.4848616055757031E-2,null,null,20.2,3.8526352775420623E-2,null,null,27,6.3960590312851298E-2,null,null,null,43902.853193471783,5.2799204151041841E-3,null,null,44464.339852239355,1.3700503142407899E-2,null,null,45345.612820846392,1.2385130931890654E-2]
[null,null,null,null,null,null,null,null,null,null,null,null,null,null,null,null,12.699999999999983,0.1070819543619848,null,null,12.699999999999983,0.1070819543619848,null,null,18.5,1.1211047734064057E-3,null,null,23,6.9079622430607626E-2,null,null,20.7,3.0600172994076212E-2,null,null,27.5,6.4654519800711102E-2,null,null,null,44902.853193471783,3.4357234080786389E-3,null,null,45464.339852239355,1.4380726538176441E-2,null,null,46345.612820846392,1.3023782736398619E-2]
[null,null,null,null,null,null,null,null,null,null,null,null,null,null,null,null,12.899999999999983,0.11070870017165618,null,null,12.899999999999983,0.11070870017165618,null,null,19,5.6021826791645651E-4,null,null,23.5,6.2995645320939181E-2,null,null,21.2,2.3781095942631624E-2,null,null,28,6.4964626464680056E-2,null,null,null,45902.853193471783,2.1588817728080698E-3,null,null,46464.339852239355,1.5041522271767815E-2,null,null,47345.612820846392,1.3648734938720328E-2]
[null,null,null,null,null,null,null,null,null,null,null,null,null,null,null,null,13.099999999999982,0.1139883849884314,null,null,13.099999999999982,0.1139883849884314,null,null,19.5,2.6627048737401054E-4,null,null,24,5.6759591508864608E-2,null,null,21.7,1.8077943256724419E-2,null,null,28.5,6.4891137140717647E-2,null,null,null,46902.853193471783,1.3091323134776659E-3,null,null,47464.339852239355,1.5679603012682782E-2,null,null,48345.612820846392,1.4257170150603788E-2]
[null,null,null,null,null,null,null,null,null,null,null,null,null,null,null,null,13.299999999999981,0.11689684854086031,null,null,13.299999999999981,0.11689684854086031,null,null,20,1.2025757001301037E-4,null,null,24.5,5.0524623049534464E-2,null,null,22.2,1.3438076289468451E-2,null,null,29,6.4439966125313886E-2,null,null,null,47902.853193471783,{"$f":"AO$7/AO$6 * ((AP35-AO$5)/AO$6)^(AO$7-1) * 1/EXP(((AP35-AO$5)/AO$6)^AO$7)*1000","v":7.6560145544203519E-4},null,null,48464.339852239355,1.6291771011465766E-2,null,null,49345.612820846392,{"$f":"AW$7/AW$6 * ((AX35-AW$5)/AW$6)^(AW$7-1) * 1/EXP(((AX35-AW$5)/AW$6)^AW$7) * 1000","v":1.4846322222981812E-2}]
[null,null,null,null,null,null,null,null,null,null,null,null,null,null,null,null,13.49999999999998,0.11941297494349698,null,null,13.49999999999998,0.11941297494349698,null,null,20.5,5.1557689756442116E-5,null,null,25,4.4428651441493952E-2,null,null,22.7,9.7645768358109591E-3,null,null,29.5,6.3622571726499572E-2,null,null,null,48902.853193471783,4.3152326946285118E-4,null,null,49464.339852239355,1.6874940335225363E-2,null,null,50345.612820846392,1.5413493021108402E-2]
[null,null,null,null,null,null,null,null,null,null,null,null,null,null,null,null,13.69999999999998,0.12151895019335254,null,null,13.69999999999998,0.12151895019335254,null,null,null,11.000119558933511,null,null,25.5,3.8590075083295594E-2,null,null,23.2,6.9334861972751996E-3,null,null,30,6.2455685256512072E-2,null,null,null,49902.853193471783,2.3426296955547212E-4,null,null,{"$f":"AT36+1000","v":50464.339852239355},1.7426159100368835E-2,null,null,{"$f":"AX36+1000","v":51345.612820846392},1.5956069445265644E-2]
[null,null,null,null,null,null,null,null,null,null,null,null,null,null,null,null,13.899999999999979,0.12320048319064694,null,null,13.899999999999979,0.12320048319064694,null,null,null,null,null,null,26,3.3104922384966755E-2,null,null,23.7,4.8093065462605821E-3,null,null,30.5,6.0960918641919937E-2,null,null,null,50902.853193471783,1.2240954129467881E-4,null,null,51464.339852239355,1.7942631420528099E-2,null,null,52345.612820846392,1.6471540502147167E-2]
[null,null,null,null,null,null,null,null,null,null,null,null,null,null,null,null,14.099999999999978,0.12444698536105131,null,null,14.099999999999978,0.12444698536105131,null,null,null,null,null,null,26.5,2.8045449523732894E-2,null,null,24.2,3.2575724015725411E-3,null,null,31,5.9164260987574324E-2,null,null,null,51902.853193471783,6.1525108338705389E-5,null,null,52464.339852239355,1.842173878680595E-2,null,null,53345.612820846392,1.6957514229466095E-2]
[null,null,null,null,null,null,null,null,null,null,null,null,null,null,null,null,14.299999999999978,0.12525170464589466,null,null,14.299999999999978,0.12525170464589466,null,null,null,null,null,null,27,2.3460132628791753E-2,null,null,24.7,2.1539358579989753E-3,null,null,31.5,5.7095478261849457E-2,null,null,null,52902.853193471783,2.9725401438855232E-5,null,null,53464.339852239355,1.8861060599507991E-2,null,null,54345.612820846392,1.741173427523364E-2]
[null,null,null,null,null,null,null,null,null,null,null,null,null,null,null,null,14.499999999999977,0.12561181042605837,null,null,14.499999999999977,{"$f":"T$7/T$6 * ((U41-T$5)/T$6)^(T$7-1) * 1/EXP(((U41-T$5)/T$6)^T$7)","v":0.12561181042605837},null,null,null,null,null,null,27.5,1.9374899123517589E-2,null,null,25.2,1.389770856540691E-3,null,null,32,5.4787433600380998E-2,null,null,null,53902.853193471783,1.3796019780731816E-5,null,null,54464.339852239355,1.9258393575810186E-2,null,null,55345.612820846392,1.783209593381958E-2]
[null,null,null,null,null,null,null,null,null,null,null,null,null,null,null,null,14.699999999999976,0.12552842684060567,null,null,14.699999999999976,0.12552842684060567,null,null,null,null,null,null,28,1.5795369849614233E-2,null,null,25.7,8.7471946429604804E-4,null,null,32.5,5.2275348401412354E-2,null,null,null,null,{"$f":"SUMPRODUCT(AP6:AP41,AQ6:AQ41)/SUM(AQ6:AQ41)","v":31504.964789892671},null,null,55464.339852239355,1.9611769766602633E-2,null,null,56345.612820846392,1.8216661443581451E-2]
[null,null,null,null,null,null,null,null,null,null,null,null,null,null,null,null,14.899999999999975,0.12500661293492893,null,null,14.899999999999975,0.12500661293492893,null,null,null,null,null,null,28.5,1.2709837313959907E-2,null,null,26.2,5.3684877328799086E-4,null,null,33,4.9596026283823869E-2,null,null,null,null,null,null,null,56464.339852239355,1.9919472928207001E-2,null,null,57345.612820846392,1.856367435571913E-2]
[null,null,null,null,null,null,null,null,null,null,null,null,null,null,null,null,15.099999999999975,0.12405528910440902,null,null,15.099999999999975,0.12405528910440902,null,null,null,null,null,null,29,1.0092687524810294E-2,null,null,26.7,3.2116957934450477E-4,null,null,33.5,4.6787063010838119E-2,null,null,null,null,null,null,null,57464.339852239355,2.0180053010854838E-2,null,null,58345.612820846392,1.8871572791198866E-2]
[null,null,null,null,null,null,null,null,null,null,null,null,null,null,null,null,15.299999999999974,0.1226871103646227,null,null,15.299999999999974,0.1226871103646227,null,null,null,null,null,null,29.5,7.9079818378076754E-3,null,null,27.2,1.8722215252302599E-4,null,null,34,4.3886065601750693E-2,null,null,null,null,null,null,null,58464.339852239355,2.0392338545705612E-2,null,null,59345.612820846392,1.9139001412164316E-2]
[null,null,null,null,null,null,null,null,null,null,null,null,null,null,null,null,15.499999999999973,0.12091828805237227,null,null,15.499999999999973,0.12091828805237227,null,null,null,null,null,null,30,6.1129467662079636E-3,null,null,27.7,1.0630684027926814E-4,null,null,34.5,4.0929903059133743E-2,null,null,null,null,null,null,null,59464.339852239355,2.0555446735658928E-2,null,null,60345.612820846392,1.9364821946222473E-2]
[null,null,null,null,null,null,null,null,null,null,null,null,null,null,null,null,15.699999999999973,0.11876836261638248,null,null,15.699999999999973,0.11876836261638248,null,null,null,null,null,null,30.5,4.6611677094256553E-3,null,null,28.2,5.8774216509196154E-5,null,null,35,3.7954009473462495E-2,null,null,null,null,null,null,null,60464.339852239355,2.0668791082062848E-2,null,null,61345.612820846392,1.9548122116318182E-2]
[null,null,null,null,null,null,null,null,null,null,null,null,null,null,null,null,15.899999999999972,0.1162599311651791,null,null,15.899999999999972,0.1162599311651791,null,null,null,null,null,null,31,3.5053399892396356E-3,null,null,28.7,3.1628205983668479E-5,null,null,35.5,3.49917578178362E-2,null,null,null,null,null,null,null,61464.339852239355,2.0732086409346609E-2,null,null,62345.612820846392,1.9688222845494863E-2]
[null,null,null,null,null,null,null,null,null,null,null,null,null,null,null,null,16.099999999999973,0.11341833437572159,null,null,16.099999999999973,0.11341833437572159,null,null,null,null,null,null,31.5,2.5994904602455976E-3,null,null,null,15.333352632466674,null,null,36,3.2073919637515137E-2,null,null,null,null,null,null,null,62464.339852239355,2.0745351182235784E-2,null,null,63345.612820846392,1.9784683624534314E-2]
[null,null,null,null,null,null,null,null,null,null,null,null,null,null,null,null,16.299999999999972,0.11027130820449696,null,null,16.299999999999972,0.11027130820449696,null,null,null,null,null,null,32,1.9006391425796401E-3,null,null,null,null,null,null,36.5,2.9228222228541625E-2,null,null,null,null,null,null,null,63464.339852239355,2.0708907045092189E-2,null,null,64345.612820846392,1.9837305951077591E-2]
[null,null,null,null,null,null,null,null,null,null,null,null,null,null,null,null,16.499999999999972,0.10684860655998657,null,null,16.499999999999972,0.10684860655998657,null,null,null,null,null,null,32.5,1.3699181168228482E-3,null,null,null,null,null,null,37,2.6479010964912245E-2,null,null,null,null,null,null,null,{"$f":"AT50+1000","v":64464.339852239355},2.0623375549547771E-2,null,null,{"$f":"AX50+1000","v":65345.612820846392},1.9846134771109167E-2]
[null,null,null,null,null,null,null,null,null,null,null,null,null,null,null,null,16.699999999999971,0.10318160167177125,null,null,16.699999999999971,0.10318160167177125,null,null,null,null,null,null,33,9.7320138178947583E-4,null,null,null,null,null,null,37.5,2.3847020364371193E-2,null,null,null,null,null,null,null,65464.339852239355,2.0489672074401392E-2,null,null,66345.612820846392,1.9811457877352872E-2]
[null,null,null,null,null,null,null,null,null,null,null,null,null,null,null,null,16.89999999999997,9.9302869310949268E-2,null,null,16.89999999999997,9.9302869310949268E-2,null,null,null,null,null,null,33.5,6.8132334501995288E-4,null,null,null,null,null,null,38,2.1349253469342928E-2,null,null,null,null,null,null,null,66464.339852239355,2.0308996980108386E-2,null,null,67345.612820846392,1.9733803243858334E-2]
[null,null,null,null,null,null,null,null,null,null,null,null,null,null,null,null,17.099999999999969,9.5245766267351317E-2,null,null,17.099999999999969,9.5245766267351317E-2,null,null,null,null,null,null,34,4.6997550632120602E-4,null,null,null,null,null,null,38.5,1.8998965342196361E-2,null,null,null,null,null,null,null,67464.339852239355,2.0082824078470993E-2,null,null,68345.612820846392,1.9613934301496945E-2]
[null,null,null,null,null,null,null,null,null,null,null,null,null,null,null,null,17.299999999999969,9.1044007564447013E-2,null,null,17.299999999999969,9.1044007564447013E-2,null,null,null,null,null,null,34.5,3.1937232210934923E-4,null,null,null,null,null,null,39,1.6805743093421699E-2,null,null,null,null,null,null,null,68464.339852239355,1.9812886535671408E-2,null,null,69345.612820846392,1.9452843184858251E-2]
[null,null,null,null,null,null,null,null,null,null,null,null,null,null,null,null,17.499999999999968,8.6731250791235864E-2,null,null,17.499999999999968,8.6731250791235864E-2,null,null,null,null,null,null,35,2.1377056941573335E-4,null,null,null,null,null,null,39.5,1.4775672009718998E-2,null,null,null,null,null,null,null,69464.339852239355,1.9501160362914594E-2,null,null,70345.612820846392,1.9251742006744517E-2]
[null,null,null,null,null,null,null,null,null,null,null,null,null,null,null,null,17.699999999999967,8.234069465543184E-2,null,null,17.699999999999967,8.234069465543184E-2,null,null,null,null,null,null,35.5,1.4091443042495944E-4,null,null,null,null,null,null,40,1.2911575124378974E-2,null,null,null,null,null,null,null,70464.339852239355,1.9149845683010723E-2,null,null,71345.612820846392,1.9012052241696078E-2]
[null,null,null,null,null,null,null,null,null,null,null,null,null,null,null,null,17.899999999999967,7.7904698422696789E-2,null,null,17.899999999999967,7.7904698422696789E-2,null,null,null,null,null,null,36,9.1463571815036742E-5,null,null,null,null,null,null,40.5,1.1213312034435659E-2,null,null,null,null,null,null,null,71464.339852239355,1.8761345992601632E-2,null,null,72345.612820846392,1.8735392324334691E-2]
[null,null,null,null,null,null,null,null,null,null,null,null,null,null,null,null,18.099999999999966,7.3454428316244977E-2,null,null,18.099999999999966,7.3454428316244977E-2,null,null,null,null,null,null,36.5,5.8445908477244855E-5,null,null,null,null,null,null,41,9.678121938262188E-3,null,null,null,null,null,null,null,72464.339852239355,1.8338245667836078E-2,null,null,73345.612820846392,1.8423563591382926E-2]
[null,null,null,null,null,null,null,null,null,null,null,null,null,null,null,null,18.299999999999965,6.9019536227949485E-2,null,null,18.299999999999965,6.9019536227949485E-2,null,null,null,null,null,null,37,3.6762194582264646E-5,null,null,null,null,null,null,41.5,8.3009957258746228E-3,null,null,null,null,null,null,null,73464.339852239355,1.7883285985595177E-2,null,null,74345.612820846392,1.8078534717618305E-2]
[null,null,null,null,null,null,null,null,null,null,null,null,null,null,null,null,18.499999999999964,6.4627875258052331E-2,null,null,18.499999999999964,6.4627875258052331E-2,null,null,null,null,null,null,37.5,2.2757166131043668E-5,null,null,null,null,null,null,42,7.0750624501047148E-3,null,null,null,null,null,null,null,74464.339852239355,1.7399339952399874E-2,null,null,75345.612820846392,1.7702424815385236E-2]
[null,null,null,null,null,null,null,null,null,null,null,null,null,null,null,null,18.699999999999964,6.0305255680659621E-2,null,null,18.699999999999964,6.0305255680659621E-2,null,null,null,null,null,null,38,1.3862209270499642E-5,null,null,null,null,null,null,42.5,5.9919765590563693E-3,null,null,null,null,null,null,null,75464.339852239355,1.688938624851502E-2,null,null,76345.612820846392,1.729748538428311E-2]
[null,null,null,null,null,null,null,null,null,null,null,null,null,null,null,null,18.899999999999963,5.6075243953510039E-2,null,null,18.899999999999963,5.6075243953510039E-2,null,null,null,null,null,null,38.5,8.3075384837618448E-6,null,null,null,null,null,null,43,{"$f":"AJ$7/AJ$6 * ((AK63-AJ$5)/AJ$6)^(AJ$7-1) * 1/EXP(((AK63-AJ$5)/AJ$6)^AJ$7)","v":5.0422937760742437E-3},null,null,null,null,null,null,null,76464.339852239355,1.6356482605206845E-2,null,null,77345.612820846392,1.6866081311979416E-2]
[null,null,null,null,null,null,null,null,null,null,null,null,null,null,null,null,19.099999999999962,5.1959006381361944E-2,null,null,19.099999999999962,5.1959006381361944E-2,null,null,null,null,null,null,null,19.999994714888825,null,null,null,null,null,null,43.5,{"$f":"AJ$7/AJ$6 * ((AK64-AJ$5)/AJ$6)^(AJ$7-1) * 1/EXP(((AK64-AJ$5)/AJ$6)^AJ$7)","v":4.2158253560054919E-3},null,null,null,null,null,null,null,77464.339852239355,1.5803738938417102E-2,null,null,78345.612820846392,1.6410671138512002E-2]
[null,null,null,null,null,null,null,null,null,null,null,null,null,null,null,null,19.299999999999962,4.7975198031314913E-2,null,null,19.299999999999962,4.7975198031314913E-2,null,null,null,null,null,null,null,null,null,null,null,null,null,null,44,3.5019625030387005E-3,null,null,null,null,null,null,null,78464.339852239355,1.5234290562195385E-2,null,null,79345.612820846392,1.5933786804746591E-2]
[null,null,null,null,null,null,null,null,null,null,null,null,null,null,null,null,19.499999999999961,4.4139896513289686E-2,null,null,19.499999999999961,4.4139896513289686E-2,null,null,null,null,null,null,null,null,null,null,null,null,null,null,44.5,2.8899648848123194E-3,null,null,null,null,null,null,null,79464.339852239355,1.4651271800094717E-2,null,null,80345.612820846392,1.5438013110699209E-2]
[null,null,null,null,null,null,null,null,null,null,null,null,null,null,null,null,19.69999999999996,4.0466579305893827E-2,null,null,19.69999999999996,4.0466579305893827E-2,null,null,null,null,null,null,null,null,null,null,null,null,null,null,45,2.3692093073589644E-3,null,null,null,null,null,null,null,80464.339852239355,1.4057790302502917E-2,null,null,81345.612820846392,1.4925967111135823E-2]
[null,null,null,null,null,null,null,null,null,null,null,null,null,null,null,null,19.899999999999959,3.6966142450648026E-2,null,null,19.899999999999959,3.6966142450648026E-2,null,null,null,null,null,null,null,null,null,null,null,null,null,null,45.5,1.9293966275633198E-3,null,null,null,null,null,null,null,81464.339852239355,1.3456902362777459E-2,null,null,82345.612820846392,1.4400277674199947E-2]
[null,null,null,null,null,null,null,null,null,null,null,null,null,null,null,null,20.099999999999959,3.3646957676450436E-2,null,null,20.099999999999959,3.3646957676450436E-2,null,null,null,null,null,null,null,null,null,null,null,null,null,null,46,1.5607167942424029E-3,null,null,null,null,null,null,null,82464.339852239355,1.2851589505395628E-2,null,null,83345.612820846392,1.3863565423833093E-2]
[null,null,null,null,null,null,null,null,null,null,null,null,null,null,null,null,20.299999999999958,3.0514964367796497E-2,null,null,20.299999999999958,3.0514964367796497E-2,null,null,null,null,null,null,null,null,null,null,null,null,null,null,46.5,1.2539734665522613E-3,null,null,null,null,null,null,null,83464.339852239355,1.2244736595538741E-2,null,null,84345.612820846392,1.3318423278545297E-2]
[null,null,null,null,null,null,null,null,null,null,null,null,null,null,null,null,20.499999999999957,2.7573792266998527E-2,null,null,20.499999999999957,2.7573792266998527E-2,null,null,null,null,null,null,null,null,null,null,null,null,null,null,null,{"$f":"SUMPRODUCT(AK6:AK70, AL6:AL70)/SUM(AL6:AL70)","v":28.956374687078917},null,null,null,null,null,null,null,84464.339852239355,{"$f":"AS$7/AS$6 * ((AT71-AS$5)/AS$6)^(AS$7-1) * 1/EXP(((AT71-AS$5)/AS$6)^AS$7)*1000","v":1.1639111692093425E-2},null,null,85345.612820846392,{"$f":"AW$7/AW$6 * ((AX71-AW$5)/AW$6)^(AW$7-1) * 1/EXP(((AX71-AW$5)/AW$6)^AW$7) * 1000","v":1.2767397787824857E-2}]
[null,null,null,null,null,null,null,null,null,null,null,null,null,null,null,null,{"$f":"Q71+0.2","v":20.699999999999957},{"$f":"P$7/P$6 * ((Q72-P$5)/P$6)^(P$7-1) * 1/EXP(((Q72-P$5)/P$6)^P$7)","v":2.4824910410301246E-2},null,null,{"$f":"U71+0.2","v":20.699999999999957},{"$f":"T$7/T$6 * ((U72-T$5)/T$6)^(T$7-1) * 1/EXP(((U72-T$5)/T$6)^T$7)","v":2.4824910410301246E-2},null,null,null,null,null,null,null,null,null,null,null,null,null,null,null,null,null,null,null,null,null,null,null,85464.339852239355,1.1037347835540468E-2,null,null,{"$f":"AX71+1000","v":86345.612820846392},1.2212971453367109E-2]
[null,null,null,null,null,null,null,null,null,null,null,null,null,null,null,null,20.899999999999956,2.2267797543667329E-2,null,null,20.899999999999956,2.2267797543667329E-2,null,null,null,null,null,null,null,null,null,null,null,null,null,null,null,null,null,null,null,null,null,null,null,{"$f":"AT72+1000","v":86464.339852239355},1.0441926929233158E-2,null,null,87345.612820846392,1.1657546205621651E-2]
[null,null,null,null,null,null,null,null,null,null,null,null,null,null,null,null,21.099999999999955,1.990012914494816E-2,null,null,21.099999999999955,1.990012914494816E-2,null,null,null,null,null,null,null,null,null,null,null,null,null,null,null,null,null,null,null,null,null,null,null,87464.339852239355,9.8551658378063373E-3,null,null,88345.612820846392,1.1103428187223433E-2]
[null,null,null,null,null,null,null,null,null,null,null,null,null,null,null,null,21.299999999999955,1.7717976189830946E-2,null,null,21.299999999999955,1.7717976189830946E-2,null,null,null,null,null,null,null,null,null,null,null,null,null,null,null,null,null,null,null,null,null,null,null,88464.339852239355,9.2792047905934111E-3,null,null,89345.612820846392,1.055281397404108E-2]
[null,null,null,null,null,null,null,null,null,null,null,null,null,null,null,null,21.499999999999954,1.5716010930276747E-2,null,null,21.499999999999954,1.5716010930276747E-2,null,null,null,null,null,null,null,null,null,null,null,null,null,null,null,null,null,null,null,null,null,null,null,89464.339852239355,8.7159981416595669E-3,null,null,90345.612820846392,1.0007778342233924E-2]
[null,null,null,null,null,null,null,null,null,null,null,null,null,null,null,null,21.699999999999953,1.3887715193839398E-2,null,null,21.699999999999953,1.3887715193839398E-2,null,null,null,null,null,null,null,null,null,null,null,null,null,null,null,null,null,null,null,null,null,null,null,90464.339852239355,8.1673075020780705E-3,null,null,91345.612820846392,9.4702636662679952E-3]
[null,null,null,null,null,null,null,null,null,null,null,null,null,null,null,null,21.899999999999952,1.2225587045397817E-2,null,null,21.899999999999952,1.2225587045397817E-2,null,null,null,null,null,null,null,null,null,null,null,null,null,null,null,null,null,null,null,null,null,null,null,91464.339852239355,7.6346972250507282E-3,null,null,92345.612820846392,8.9420710087248969E-3]
[null,null,null,null,null,null,null,null,null,null,null,null,null,null,null,null,22.099999999999952,1.0721342062681613E-2,null,null,22.099999999999952,1.0721342062681613E-2,null,null,null,null,null,null,null,null,null,null,null,null,null,null,null,null,null,null,null,null,null,null,null,92464.339852239355,7.1195321910357216E-3,null,null,93345.612820846392,8.4248529383770358E-3]
[null,null,null,null,null,null,null,null,null,null,null,null,null,null,null,null,22.299999999999951,9.3661059455860552E-3,null,null,22.299999999999951,9.3661059455860552E-3,null,null,null,null,null,null,null,null,null,null,null,null,null,null,null,null,null,null,null,null,null,null,null,93464.339852239355,6.6229778087743239E-3,null,null,94345.612820846392,7.9201080888215876E-3]
[null,null,null,null,null,null,null,null,null,null,null,null,null,null,null,null,22.49999999999995,8.1505956882775496E-3,null,null,22.49999999999995,8.1505956882775496E-3,null,null,null,null,null,null,null,null,null,null,null,null,null,null,null,null,null,null,null,null,null,null,null,94464.339852239355,6.1460021195193504E-3,null,null,95345.612820846392,7.4291774463773079E-3]
[null,null,null,null,null,null,null,null,null,null,null,null,null,null,null,null,22.69999999999995,7.0652870743382118E-3,null,null,22.69999999999995,7.0652870743382118E-3,null,null,null,null,null,null,null,null,null,null,null,null,null,null,null,null,null,null,null,null,null,null,null,95464.339852239355,5.6893798663028372E-3,null,null,96345.612820846392,6.9532423333424822E-3]
[null,null,null,null,null,null,null,null,null,null,null,null,null,null,null,null,22.899999999999949,6.1005667913991988E-3,null,null,22.899999999999949,6.1005667913991988E-3,null,null,null,null,null,null,null,null,null,null,null,null,null,null,null,null,null,null,null,null,null,null,null,96464.339852239355,5.2536983680983081E-3,null,null,97345.612820846392,6.4933240314490855E-3]
[null,null,null,null,null,null,null,null,null,null,null,null,null,null,null,null,23.099999999999948,5.2468679869768307E-3,null,null,23.099999999999948,5.2468679869768307E-3,null,null,null,null,null,null,null,null,null,null,null,null,null,null,null,null,null,null,null,null,null,null,null,97464.339852239355,4.8393650205049753E-3,null,null,98345.612820846392,6.0502849707521527E-3]
[null,null,null,null,null,null,null,null,null,null,null,null,null,null,null,null,23.299999999999947,4.4947885875006302E-3,null,null,23.299999999999947,4.4947885875006302E-3,null,null,null,null,null,null,null,null,null,null,null,null,null,null,null,null,null,null,null,null,null,null,null,98464.339852239355,4.4466162302869211E-3,null,null,99345.612820846392,5.6248313915449365E-3]
[null,null,null,null,null,null,null,null,null,null,null,null,null,null,null,null,23.499999999999947,3.8351921659287454E-3,null,null,23.499999999999947,3.8351921659287454E-3,null,null,null,null,null,null,null,null,null,null,null,null,null,null,null,null,null,null,null,null,null,null,null,99464.339852239355,4.0755275808283019E-3,null,null,100345.61282084639,5.2175173714241515E-3]
[null,null,null,null,null,null,null,null,null,null,null,null,null,null,null,null,23.699999999999946,3.2592915603896979E-3,null,null,23.699999999999946,3.2592915603896979E-3,null,null,null,null,null,null,null,null,null,null,null,null,null,null,null,null,null,null,null,null,null,null,null,100464.33985223935,3.7260250193123525E-3,null,null,101345.61282084639,4.8287500965272061E-3]
[null,null,null,null,null,null,null,null,null,null,null,null,null,null,null,null,23.899999999999945,2.7587158099671122E-3,null,null,23.899999999999945,2.7587158099671122E-3,null,null,null,null,null,null,null,null,null,null,null,null,null,null,null,null,null,null,null,null,null,null,null,101464.33985223935,3.3978968541095336E-3,null,null,102345.61282084639,4.4587962453555407E-3]
[null,null,null,null,null,null,null,null,null,null,null,null,null,null,null,null,24.099999999999945,2.325561279540258E-3,null,null,24.099999999999945,2.325561279540258E-3,null,null,null,null,null,null,null,null,null,null,null,null,null,null,null,null,null,null,null,null,null,null,null,102464.33985223935,3.0908063522979081E-3,null,null,103345.61282084639,4.1077893455591938E-3]
[null,null,null,null,null,null,null,null,null,null,null,null,null,null,null,null,24.299999999999944,1.9524280913744386E-3,null,null,24.299999999999944,1.9524280913744386E-3,null,null,null,null,null,null,null,null,null,null,null,null,null,null,null,null,null,null,null,null,null,null,null,103464.33985223935,2.8043047321960946E-3,null,null,104345.61282084639,3.7757379586098516E-3]
[null,null,null,null,null,null,null,null,null,null,null,null,null,null,null,null,24.499999999999943,1.6324431669881997E-3,null,null,24.499999999999943,1.6324431669881997E-3,null,null,null,null,null,null,null,null,null,null,null,null,null,null,null,null,null,null,null,null,null,null,null,104464.33985223935,2.5378443539595067E-3,null,null,105345.61282084639,3.4625345444020046E-3]
[null,null,null,null,null,null,null,null,null,null,null,null,null,null,null,null,null,14.984538696530354,null,null,null,14.984538696530354,null,null,null,null,null,null,null,null,null,null,null,null,null,null,null,null,null,null,null,null,null,null,null,105464.33985223935,2.2907919223176627E-3,null,null,106345.61282084639,3.1679648574151203E-3]
[null,null,null,null,null,null,null,null,null,null,null,null,null,null,null,null,null,null,null,null,null,null,null,null,null,null,null,null,null,null,null,null,null,null,null,null,null,null,null,null,null,null,null,null,null,106464.33985223935,2.0624415290151684E-3,null,null,107345.61282084639,2.8917177280185875E-3]
[null,null,null,null,null,null,null,null,null,null,null,null,null,null,null,null,null,null,null,null,null,null,null,null,null,null,null,null,null,null,null,null,null,null,null,null,null,null,null,null,null,null,null,null,null,107464.33985223935,1.8520273780338137E-3,null,null,108345.61282084639,2.6333950866405682E-3]
[null,null,null,null,null,null,null,null,null,null,null,null,null,null,null,null,null,null,null,null,null,null,null,null,null,null,null,null,null,null,null,null,null,null,null,null,null,null,null,null,null,null,null,null,null,108464.33985223935,1.6587360537746742E-3,null,null,109345.61282084639,2.3925220946517454E-3]
[null,null,null,null,null,null,null,null,null,null,null,null,null,null,null,null,null,null,null,null,null,null,null,null,null,null,null,null,null,null,null,null,null,null,null,null,null,null,null,null,null,null,null,null,null,109464.33985223935,1.4817182106166248E-3,null,null,110345.61282084639,2.1685572537062168E-3]
[null,null,null,null,null,null,null,null,null,null,null,null,null,null,null,null,null,null,null,null,null,null,null,null,null,null,null,null,null,null,null,null,null,null,null,null,null,null,null,null,null,null,null,null,null,110464.33985223935,1.3200995811990025E-3,null,null,111345.61282084639,1.9609023746842307E-3]
[null,null,null,null,null,null,null,null,null,null,null,null,null,null,null,null,null,null,null,null,null,null,null,null,null,null,null,null,null,null,null,null,null,null,null,null,null,null,null,null,null,null,null,null,null,111464.33985223935,1.1729912199738329E-3,null,null,112345.61282084639,1.7689122980286646E-3]
[null,null,null,null,null,null,null,null,null,null,null,null,null,null,null,null,null,null,null,null,null,null,null,null,null,null,null,null,null,null,null,null,null,null,null,null,null,null,null,null,null,null,null,null,null,112464.33985223935,1.0394989176367891E-3,null,null,113345.61282084639,1.5919042688851304E-3]
[null,null,null,null,null,null,null,null,null,null,null,null,null,null,null,null,null,null,null,null,null,null,null,null,null,null,null,null,null,null,null,null,null,null,null,null,null,null,null,null,null,null,null,null,null,113464.33985223935,9.1873174060800819E-4,null,null,114345.61282084639,1.429166882767839E-3]
[null,null,null,null,null,null,null,null,null,null,null,null,null,null,null,null,null,null,null,null,null,null,null,null,null,null,null,null,null,null,null,null,null,null,null,null,null,null,null,null,null,null,null,null,null,114464.33985223935,8.098096674678762E-4,null,null,115345.61282084639,1.2799685302082244E-3]
[null,null,null,null,null,null,null,null,null,null,null,null,null,null,null,null,null,null,null,null,null,null,null,null,null,null,null,null,null,null,null,null,null,null,null,null,null,null,null,null,null,null,null,null,null,115464.33985223935,7.1187031087617644E-4,null,null,116345.61282084639,1.1435652817390609E-3]
[null,null,null,null,null,null,null,null,null,null,null,null,null,null,null,null,null,null,null,null,null,null,null,null,null,null,null,null,null,null,null,null,null,null,null,null,null,null,null,null,null,null,null,null,null,116464.33985223935,6.2407472878279644E-4,null,null,117345.61282084639,1.019208167377455E-3]
[null,null,null,null,null,null,null,null,null,null,null,null,null,null,null,null,null,null,null,null,null,null,null,null,null,null,null,null,null,null,null,null,null,null,null,null,null,null,null,null,null,null,null,null,null,117464.33985223935,5.456123424909514E-4,null,null,118345.61282084639,9.0614981726889175E-4]
[null,null,null,null,null,null,null,null,null,null,null,null,null,null,null,null,null,null,null,null,null,null,null,null,null,null,null,null,null,null,null,null,null,null,null,null,null,null,null,null,null,null,null,null,null,118464.33985223935,4.757049912268207E-4,null,null,119345.61282084639,8.0365044213895841E-4]
[null,null,null,null,null,null,null,null,null,null,null,null,null,null,null,null,null,null,null,null,null,null,null,null,null,null,null,null,null,null,null,null,null,null,null,null,null,null,null,null,null,null,null,null,null,119464.33985223935,4.136101632194324E-4,null,null,120345.61282084639,7.1098314349257459E-4]
[null,null,null,null,null,null,null,null,null,null,null,null,null,null,null,null,null,null,null,null,null,null,null,null,null,null,null,null,null,null,null,null,null,null,null,null,null,null,null,null,null,null,null,null,null,120464.33985223935,3.5862345186466474E-4,null,null,121345.61282084639,6.2743855395438564E-4]
[null,null,null,null,null,null,null,null,null,null,null,null,null,null,null,null,null,null,null,null,null,null,null,null,null,null,null,null,null,null,null,null,null,null,null,null,null,null,null,null,null,null,null,null,null,121464.33985223935,3.1008029234495354E-4,null,null,122345.61282084639,5.5232881763964744E-4]
[null,null,null,null,null,null,null,null,null,null,null,null,null,null,null,null,null,null,null,null,null,null,null,null,null,null,null,null,null,null,null,null,null,null,null,null,null,null,null,null,null,null,null,null,null,122464.33985223935,2.6735703914747391E-4,null,null,123345.61282084639,4.8499092889309133E-4]
[null,null,null,null,null,null,null,null,null,null,null,null,null,null,null,null,null,null,null,null,null,null,null,null,null,null,null,null,null,null,null,null,null,null,null,null,null,null,null,null,null,null,null,null,null,123464.33985223935,2.2987144834911121E-4,null,null,124345.61282084639,4.2478945507433847E-4]
[null,null,null,null,null,null,null,null,null,null,null,null,null,null,null,null,null,null,null,null,null,null,null,null,null,null,null,null,null,null,null,null,null,null,null,null,null,null,null,null,null,null,null,null,null,124464.33985223935,1.9708263042550776E-4,null,null,125345.61282084639,3.7111867527052307E-4]
[null,null,null,null,null,null,null,null,null,null,null,null,null,null,null,null,null,null,null,null,null,null,null,null,null,null,null,null,null,null,null,null,null,null,null,null,null,null,null,null,null,null,null,null,null,125464.33985223935,1.684905398264559E-4,null,null,126345.61282084639,3.2340417187470594E-4]
[null,null,null,null,null,null,null,null,null,null,null,null,null,null,null,null,null,null,null,null,null,null,null,null,null,null,null,null,null,null,null,null,null,null,null,null,null,null,null,null,null,null,null,null,null,126464.33985223935,1.4363506679057806E-4,null,null,127345.61282084639,2.8110391590114122E-4]
[null,null,null,null,null,null,null,null,null,null,null,null,null,null,null,null,null,null,null,null,null,null,null,null,null,null,null,null,null,null,null,null,null,null,null,null,null,null,null,null,null,null,null,null,null,127464.33985223935,1.2209479501017141E-4,null,null,128345.61282084639,2.4370888975582967E-4]
[null,null,null,null,null,null,null,null,null,null,null,null,null,null,null,null,null,null,null,null,null,null,null,null,null,null,null,null,null,null,null,null,null,null,null,null,null,null,null,null,null,null,null,null,null,128464.33985223935,1.0348548597013503E-4,null,null,129345.61282084639,2.107432930018057E-4]
[null,null,null,null,null,null,null,null,null,null,null,null,null,null,null,null,null,null,null,null,null,null,null,null,null,null,null,null,null,null,null,null,null,null,null,null,null,null,null,null,null,null,null,null,null,129464.33985223935,8.7458347242397544E-5,null,null,130345.61282084639,1.817643775274384E-4]
[null,null,null,null,null,null,null,null,null,null,null,null,null,null,null,null,null,null,null,null,null,null,null,null,null,null,null,null,null,null,null,null,null,null,null,null,null,null,null,null,null,null,null,null,null,130464.33985223935,7.369813788543782E-5,null,null,131345.61282084638,1.5636195852890717E-4]
[null,null,null,null,null,null,null,null,null,null,null,null,null,null,null,null,null,null,null,null,null,null,null,null,null,null,null,null,null,null,null,null,null,null,null,null,null,null,null,null,null,null,null,null,null,131464.33985223935,6.1921159536902154E-5,null,null,132345.61282084638,1.3415764695015028E-4]
[null,null,null,null,null,null,null,null,null,null,null,null,null,null,null,null,null,null,null,null,null,null,null,null,null,null,null,null,null,null,null,null,null,null,null,null,null,null,null,null,null,null,null,null,null,132464.33985223935,5.1873176945205324E-5,null,null,133345.61282084638,1.148038475859365E-4]
[null,null,null,null,null,null,null,null,null,null,null,null,null,null,null,null,null,null,null,null,null,null,null,null,null,null,null,null,null,null,null,null,null,null,null,null,null,null,null,null,null,null,null,null,null,133464.33985223935,4.3327306700278158E-5,null,null,134345.61282084638,9.7982565050003042E-5]
[null,null,null,null,null,null,null,null,null,null,null,null,null,null,null,null,null,null,null,null,null,null,null,null,null,null,null,null,null,null,null,null,null,null,null,null,null,null,null,null,null,null,null,null,null,134464.33985223935,3.6081907916444976E-5,null,null,135345.61282084638,8.3404057344480919E-5]
[null,null,null,null,null,null,null,null,null,null,null,null,null,null,null,null,null,null,null,null,null,null,null,null,null,null,null,null,null,null,null,null,null,null,null,null,null,null,null,null,null,null,null,null,null,135464.33985223935,2.9958503698402907E-5,null,null,136345.61282084638,7.0805373940546548E-5]
[null,null,null,null,null,null,null,null,null,null,null,null,null,null,null,null,null,null,null,null,null,null,null,null,null,null,null,null,null,null,null,null,null,null,null,null,null,null,null,null,null,null,null,null,null,136464.33985223935,2.4799757474587185E-5,null,null,137345.61282084638,5.9948812190771759E-5]
[null,null,null,null,null,null,null,null,null,null,null,null,null,null,null,null,null,null,null,null,null,null,null,null,null,null,null,null,null,null,null,null,null,null,null,null,null,null,null,null,null,null,null,null,null,137464.33985223935,2.0467523784470206E-5,null,null,138345.61282084638,5.0620322631970063E-5]
[null,null,null,null,null,null,null,null,null,null,null,null,null,null,null,null,null,null,null,null,null,null,null,null,null,null,null,null,null,null,null,null,null,null,null,null,null,null,null,null,null,null,null,null,null,138464.33985223935,1.6840988915160865E-5,null,null,139345.61282084638,4.2627890387064029E-5]
[null,null,null,null,null,null,null,null,null,null,null,null,null,null,null,null,null,null,null,null,null,null,null,null,null,null,null,null,null,null,null,null,null,null,null,null,null,null,null,null,null,null,null,null,null,139464.33985223935,1.3814912940215289E-5,null,null,140345.61282084638,3.5799916510591257E-5]
[null,null,null,null,null,null,null,null,null,null,null,null,null,null,null,null,null,null,null,null,null,null,null,null,null,null,null,null,null,null,null,null,null,null,null,null,null,null,null,null,null,null,null,null,null,140464.33985223935,1.1297981247797482E-5,null,null,141345.61282084638,2.9983619810639242E-5]
[null,null,null,null,null,null,null,null,null,null,null,null,null,null,null,null,null,null,null,null,null,null,null,null,null,null,null,null,null,null,null,null,null,null,null,null,null,null,null,null,null,null,null,null,null,141464.33985223935,9.2112705712699726E-6,null,null,142345.61282084638,2.5043476476354636E-5]
[null,null,null,null,null,null,null,null,null,null,null,null,null,null,null,null,null,null,null,null,null,null,null,null,null,null,null,null,null,null,null,null,null,null,null,null,null,null,null,null,null,null,null,null,null,142464.33985223935,7.4868318565906602E-6,null,null,143345.61282084638,2.085971179107257E-5]
[null,null,null,null,null,null,null,null,null,null,null,null,null,null,null,null,null,null,null,null,null,null,null,null,null,null,null,null,null,null,null,null,null,null,null,null,null,null,null,null,null,null,null,null,null,143464.33985223935,6.0663900113833378E-6,null,null,144345.61282084638,1.732685535342495E-5]
[null,null,null,null,null,null,null,null,null,null,null,null,null,null,null,null,null,null,null,null,null,null,null,null,null,null,null,null,null,null,null,null,null,null,null,null,null,null,null,null,null,null,null,null,null,144464.33985223935,4.9001586659560338E-6,null,null,145345.61282084638,1.4352368590214896E-5]
[null,null,null,null,null,null,null,null,null,null,null,null,null,null,null,null,null,null,null,null,null,null,null,null,null,null,null,null,null,null,null,null,null,null,null,null,null,null,null,null,null,null,null,null,null,145464.33985223935,3.9457665160663715E-6,null,null,146345.61282084638,1.1855350944595488E-5]
[null,null,null,null,null,null,null,null,null,null,null,null,null,null,null,null,null,null,null,null,null,null,null,null,null,null,null,null,null,null,null,null,null,null,null,null,null,null,null,null,null,null,null,null,null,146464.33985223935,3.1672905851435922E-6,null,null,147345.61282084638,9.7653289725120297E-6]
[null,null,null,null,null,null,null,null,null,null,null,null,null,null,null,null,null,null,null,null,null,null,null,null,null,null,null,null,null,null,null,null,null,null,null,null,null,null,null,null,null,null,null,null,null,147464.33985223935,2.5343908107569952E-6,null,null,148345.61282084638,8.0211306838689963E-6]
[null,null,null,null,null,null,null,null,null,null,null,null,null,null,null,null,null,null,null,null,null,null,null,null,null,null,null,null,null,null,null,null,null,null,null,null,null,null,null,null,null,null,null,null,null,148464.33985223935,{"$f":"AS$7/AS$6 * ((AT135-AS$5)/AS$6)^(AS$7-1) * 1/EXP(((AT135-AS$5)/AS$6)^AS$7)*1000","v":2.0215396949932302E-6},null,null,149345.61282084638,{"$f":"AW$7/AW$6 * ((AX135-AW$5)/AW$6)^(AW$7-1) * 1/EXP(((AX135-AW$5)/AW$6)^AW$7) * 1000","v":6.569845820743268E-6}]
[null,null,null,null,null,null,null,null,null,null,null,null,null,null,null,null,null,null,null,null,null,null,null,null,null,null,null,null,null,null,null,null,null,null,null,null,null,null,null,null,null,null,null,null,null,149464.33985223935,1.6073403287129654E-6,null,null,{"$f":"AX135+1000","v":150345.61282084638},5.3658713663312571E-6]
[null,null,null,null,null,null,null,null,null,null,null,null,null,null,null,null,null,null,null,null,null,null,null,null,null,null,null,null,null,null,null,null,null,null,null,null,null,null,null,null,null,null,null,null,null,{"$f":"AT136+1000","v":150464.33985223935},1.2739258730613717E-6,null,null,151345.61282084638,4.3700404140832311E-6]
[null,null,null,null,null,null,null,null,null,null,null,null,null,null,null,null,null,null,null,null,null,null,null,null,null,null,null,null,null,null,null,null,null,null,null,null,null,null,null,null,null,null,null,null,null,151464.33985223935,1.0064335266306826E-6,null,null,152345.61282084638,3.5488315822005111E-6]
[null,null,null,null,null,null,null,null,null,null,null,null,null,null,null,null,null,null,null,null,null,null,null,null,null,null,null,null,null,null,null,null,null,null,null,null,null,null,null,null,null,null,null,null,null,152464.33985223935,7.9254609336779817E-7,null,null,153345.61282084638,2.8736554174323795E-6]
[null,null,null,null,null,null,null,null,null,null,null,null,null,null,null,null,null,null,null,null,null,null,null,null,null,null,null,null,null,null,null,null,null,null,null,null,null,null,null,null,null,null,null,null,null,null,{"$f":"SUMPRODUCT(AT6:AT139,AU6:AU139)/SUM(AU6:AU139)","v":64880.933624997575},null,null,154345.61282084638,2.3202136752847322E-6]
[null,null,null,null,null,null,null,null,null,null,null,null,null,null,null,null,null,null,null,null,null,null,null,null,null,null,null,null,null,null,null,null,null,null,null,null,null,null,null,null,null,null,null,null,null,null,null,null,null,155345.61282084638,1.867926971744996E-6]
[null,null,null,null,null,null,null,null,null,null,null,null,null,null,null,null,null,null,null,null,null,null,null,null,null,null,null,null,null,null,null,null,null,null,null,null,null,null,null,null,null,null,null,null,null,null,null,null,null,156345.61282084638,1.4994260544707981E-6]
[null,null,null,null,null,null,null,null,null,null,null,null,null,null,null,null,null,null,null,null,null,null,null,null,null,null,null,null,null,null,null,null,null,null,null,null,null,null,null,null,null,null,null,null,null,null,null,null,null,157345.61282084638,1.2001018193026613E-6]
[null,null,null,null,null,null,null,null,null,null,null,null,null,null,null,null,null,null,null,null,null,null,null,null,null,null,null,null,null,null,null,null,null,null,null,null,null,null,null,null,null,null,null,null,null,null,null,null,null,158345.61282084638,9.5770918177975324E-7]
[null,null,null,null,null,null,null,null,null,null,null,null,null,null,null,null,null,null,null,null,null,null,null,null,null,null,null,null,null,null,null,null,null,null,null,null,null,null,null,null,null,null,null,null,null,null,null,null,null,159345.61282084638,7.6201998487609416E-7]
[null,null,null,null,null,null,null,null,null,null,null,null,null,null,null,null,null,null,null,null,null,null,null,null,null,null,null,null,null,null,null,null,null,null,null,null,null,null,null,null,null,null,null,null,null,null,null,null,null,160345.61282084638,6.0452026649470009E-7]
[null,null,null,null,null,null,null,null,null,null,null,null,null,null,null,null,null,null,null,null,null,null,null,null,null,null,null,null,null,null,null,null,null,null,null,null,null,null,null,null,null,null,null,null,null,null,null,null,null,null,{"$f":"SUMPRODUCT(AX6:AX146, AY6:AY146)/SUM(AY6:AY146)","v":67818.548049456542}]

{"sheet":"Base Case Eff Dist","index":15,"n_rows":67,"n_cols":15,"rows_kept":67,"cut":false,"hidden":false,"merged":[[44,10,44,14],[52,10,52,14],[60,10,60,14],[3,10,3,14],[30,10,30,14],[12,10,12,14],[21,10,21,14],[37,10,37,14]]}
[]
[null,"Export Parameters",null,null,null,null,null,null,null,null,null,"Basecase Efficiency Distributions"]
[null,"To: LCC and Payback"]
[null,null,"Base Case Efficiency ","Corresponding  CSL Level",null,null,null,null,null,null,"Unit #1: Design B, T-Frame, 5 HP, 4 poles, Enclosed"]
[null,"Unit 1",0.90200000000000002,{"$f":"MATCH(BaseCaseEff1,effi1,0)-1","v":3},null,null,null,null,null,null,"Level",null,"PF","FL Nominal Efficiency",2015]
[null,"Unit 2",0.93600000000000005,{"$f":"MATCH(BaseCaseEff2,effi2,0)-1","v":2},null,null,null,null,null,null,0,"Minimum Commercially Available",0.83,{"$f":"'Energy Use'!L6","v":0.82499999999999996},5.5425219941348976E-2]
[null,"Unit 3",0.94099999999999995,{"$f":"MATCH(BaseCaseEff3,effi3,0)-1","v":1},null,null,null,null,null,null,1,"EPACT 1992",0.82,{"$f":"'Energy Use'!L7","v":0.875},0.38387096774193546]
[null,"Unit 4",0.875,{"$f":"MATCH(BaseCaseEff4,effi4,0)-1","v":0},null,null,null,null,null,null,2,"NEMA Premium",0.79,{"$f":"'Energy Use'!L8","v":0.89500000000000002},0.44369501466275657]
[null,"Unit 5",0.93,{"$f":"MATCH(BaseCaseEff5,effi5,0)-1","v":0},null,null,null,null,null,null,3,"Maximum Commercially Available",0.84,{"$f":"'Energy Use'!L9","v":0.90200000000000002},7.5659824046920815E-2]
[null,"Unit 6",0.875,{"$f":"MATCH(BaseCaseEff6,effi6,0)-1","v":0},null,null,null,null,null,null,4,"Incremental",0.85,{"$f":"'Energy Use'!L10","v":0.91},3.0498533724340176E-2]
[null,"Unit 7",0.92400000000000004,{"$f":"MATCH(BaseCaseEff7,effi7,0)-1","v":0},null,null,null,null,null,null,5,"Maximum Technology",0.84,{"$f":"'Energy Use'!L11","v":0.91700000000000004},1.0850439882697948E-2]
[null,"Unit 8",0.95799999999999996,{"$f":"MATCH(BaseCaseEff8,effi8,0)-1","v":2}]
[null,null,null,null,null,null,null,null,null,null,"Unit #2: Design B, T-Frame, 30 HP, 4 poles, Enclosed"]
[null,null,null,null,null,null,null,null,null,null,"Level",null,"PF","FL Nominal Efficiency",2015]
[null,null,null,null,null,null,null,null,null,null,0,"Minimum Commercially Available",0.86,{"$f":"'Energy Use'!L13","v":0.89500000000000002},5.2660753880266073E-2]
[null,null,null,null,null,null,null,null,null,null,1,"EPACT 1992",0.82,{"$f":"'Energy Use'!L14","v":0.92400000000000004},0.30266075388026609]
[null,null,null,null,null,null,null,null,null,null,2,"NEMA Premium",0.82,{"$f":"'Energy Use'!L15","v":0.93600000000000005},0.47838137472283815]
[null,null,null,null,null,null,null,null,null,null,3,"Maximum Commercially Available",0.81,{"$f":"'Energy Use'!L16","v":0.94099999999999995},8.7583148558758317E-2]
[null,null,null,null,null,null,null,null,null,null,4,"Incremental",0.79,{"$f":"'Energy Use'!L17","v":0.94499999999999995},7.8713968957871402E-2]
[null,null,null,null,null,null,null,null,null,null,5,"Maximum Technology",{"$f":"M19","v":0.79},{"$f":"'Energy Use'!L18","v":0.94499999999999995},0]
[]
[null,null,null,null,null,null,null,null,null,null,"Unit #3: Design B, T-Frame, 75 HP, 4 poles, Enclosed"]
[null,null,null,null,null,null,null,null,null,null,"Level",null,"PF","FL Nominal Efficiency",2015]
[null,null,null,null,null,null,null,null,null,null,0,"Minimum Commercially Available",0.87,{"$f":"'Energy Use'!L20","v":0.93},5.3941908713692949E-2]
[null,null,null,null,null,null,null,null,null,null,1,"EPACT 1992",0.82,{"$f":"'Energy Use'!L21","v":0.94099999999999995},0.2863070539419087]
[null,null,null,null,null,null,null,null,null,null,2,"NEMA Premium",0.85,{"$f":"'Energy Use'!L22","v":0.95399999999999996},0.48443983402489627]
[null,null,null,null,null,null,null,null,null,null,3,"Maximum Commercially Available",0.83,{"$f":"'Energy Use'!L23","v":0.95799999999999996},0.10062240663900415]
[null,null,null,null,null,null,null,null,null,null,4,"Incremental",0.81,{"$f":"'Energy Use'!L24","v":0.96199999999999997},4.9792531120331947E-2]
[null,null,null,null,null,null,null,null,null,null,5,"Maximum Technology",0.79,{"$f":"'Energy Use'!L25","v":0.96499999999999997},2.4896265560165973E-2]
[]
[null,null,null,null,null,null,null,null,null,null,"Unit #4: Design C, T-Frame, 5 HP, 4 poles, Enclosed"]
[null,null,null,null,null,null,null,null,null,null,"Level",null,"PF","FL Nominal Efficiency",2015]
[null,null,null,null,null,null,null,null,null,null,0,"EPACT 1992",0.75,{"$f":"'Energy Use'!L27","v":0.875},0.92307692307692313]
[null,null,null,null,null,null,null,null,null,null,{"$f":"K33+1","v":1},"NEMA Premium",0.62,{"$f":"'Energy Use'!L28","v":0.89500000000000002},7.6923076923076927E-2]
[null,null,null,null,null,null,null,null,null,null,2,"Incremental",0.73,{"$f":"'Energy Use'!L29","v":0.90200000000000002},0]
[null,null,null,null,null,null,null,null,null,null,3,"Maximum Technology",0.79,{"$f":"'Energy Use'!L30","v":0.91},0]
[]
[null,null,null,null,null,null,null,null,null,null,"Unit #5: Design C, T-Frame, 50 HP, 4 poles, Enclosed"]
[null,null,null,null,null,null,null,null,null,null,"Level",null,"PF","FL Nominal Efficiency",2015]
[null,null,null,null,null,null,null,null,null,null,0,"EPACT 1992",0.85,{"$f":"'Energy Use'!L32","v":0.93},0.73333333333333328]
[null,null,null,null,null,null,null,null,null,null,{"$f":"K40+1","v":1},"Incremental",0.78,{"$f":"'Energy Use'!L33","v":0.94099999999999995},0.26666666666666666]
[null,null,null,null,null,null,null,null,null,null,2,"NEMA Premium",0.78,{"$f":"'Energy Use'!L34","v":0.94499999999999995},0]
[null,null,null,null,null,null,null,null,null,null,3,"Maximum Technology",0.8,{"$f":"'Energy Use'!L35","v":0.95},0]
[]
[null,null,null,null,null,null,null,null,null,null,"Unit #6: Fire Pump, 5 HP, 4 poles, Enclosed"]
[null,null,null,null,null,null,null,null,null,null,"Level",null,"PF","FL Nominal Efficiency",2015]
[null,null,null,null,null,null,null,null,null,null,0,"EPACT 1992",0.82,{"$f":"'Energy Use'!L37","v":0.875},0.94871794871794868]
[null,null,null,null,null,null,null,null,null,null,{"$f":"K47+1","v":1},"NEMA Premium",0.79,{"$f":"'Energy Use'!L38","v":0.89500000000000002},5.128205128205128E-2]
[null,null,null,null,null,null,null,null,null,null,{"$f":"K48+1","v":2},"Maximum Commercially Available",0.84,{"$f":"'Energy Use'!L39","v":0.90200000000000002},0]
[null,null,null,null,null,null,null,null,null,null,3,"Incremental",0.85,{"$f":"'Energy Use'!L40","v":0.91},0]
[null,null,null,null,null,null,null,null,null,null,4,"Maximum Technology",0.84,{"$f":"'Energy Use'!L41","v":0.91700000000000004},0]
[]
[null,null,null,null,null,null,null,null,null,null,"Unit #7: Fire Pump, 30 HP, 4 poles, Enclosed"]
[null,null,null,null,null,null,null,null,null,null,"Level",null,"PF","FL Nominal Efficiency",2015]
[null,null,null,null,null,null,null,null,null,null,0,"EPACT 1992",0.86,{"$f":"'Energy Use'!L43","v":0.92400000000000004},0.8165137614678899]
[null,null,null,null,null,null,null,null,null,null,{"$f":"K55+1","v":1},"NEMA Premium",0.82,{"$f":"'Energy Use'!L44","v":0.93600000000000005},5.5045871559633031E-2]
[null,null,null,null,null,null,null,null,null,null,{"$f":"K56+1","v":2},"Maximum Commercially Available",0.82,{"$f":"'Energy Use'!L45","v":0.94099999999999995},0.12844036697247707]
[null,null,null,null,null,null,null,null,null,null,3,"Incremental",0.81,{"$f":"'Energy Use'!L46","v":0.94499999999999995},0]
[null,null,null,null,null,null,null,null,null,null,4,"Maximum Technology",0.79,{"$f":"'Energy Use'!L47","v":0.94499999999999995},0]
[]
[null,null,null,null,null,null,null,null,null,null,"Unit #8: Fire Pump, 75 HP, 4 poles, Enclosed"]
[null,null,null,null,null,null,null,null,null,null,"Level",null,"PF","FL Nominal Efficiency",2015]
[null,null,null,null,null,null,null,null,null,null,0,"EPACT 1992",0.82,{"$f":"'Energy Use'!L49","v":0.94099999999999995},0.80612244897959184]
[null,null,null,null,null,null,null,null,null,null,{"$f":"K63+1","v":1},"NEMA Premium",0.85,{"$f":"'Energy Use'!L50","v":0.95399999999999996},2.0408163265306121E-2]
[null,null,null,null,null,null,null,null,null,null,{"$f":"K64+1","v":2},"Maximum Commercially Available",0.83,{"$f":"'Energy Use'!L51","v":0.95799999999999996},0.17346938775510204]
[null,null,null,null,null,null,null,null,null,null,3,"Incremental",0.81,{"$f":"'Energy Use'!L52","v":0.96199999999999997},0]
[null,null,null,null,null,null,null,null,null,null,4,"Maximum Technology",0.79,{"$f":"'Energy Use'!L53","v":0.96499999999999997},0]

{"sheet":"Forecast Cells","index":16,"n_rows":642,"n_cols":19,"rows_kept":642,"cut":false,"hidden":false,"merged":[]}
["Worksheet","Cell","Forecast Name","Units",null,null,null,null,"Count","Median","Min","Max","Average",0.05,0.25,0.5,0.75,0.95]
["LCC and Payback","G49","Energy Price - RU1","$/kWh",null,null,null,null,10000,9.3399999999999997E-2,7.2599999999999998E-2,0.13969999999999999,9.5000000000000001E-2,7.2599999999999998E-2,7.85E-2,9.3399999999999997E-2,9.6100000000000005E-2,0.13969999999999999,1]
["LCC and Payback","G50","Energy Price - RU2","$/kWh",null,null,null,null,10000,9.3399999999999997E-2,7.2599999999999998E-2,0.13969999999999999,9.8000000000000004E-2,7.2599999999999998E-2,8.9300000000000004E-2,9.3399999999999997E-2,0.11269999999999999,0.13969999999999999,1]
["LCC and Payback","G51","Energy Price - RU3","$/kWh",null,null,null,null,10000,7.85E-2,7.2599999999999998E-2,0.13969999999999999,8.6199999999999999E-2,7.2599999999999998E-2,7.2599999999999998E-2,7.85E-2,9.3399999999999997E-2,0.13969999999999999,1]
["LCC and Payback","G52","Energy Price - RU4","$/kWh",null,null,null,null,10000,9.3399999999999997E-2,7.2599999999999998E-2,0.13969999999999999,9.5000000000000001E-2,7.2599999999999998E-2,7.85E-2,9.3399999999999997E-2,9.6100000000000005E-2,0.13969999999999999,1]
["LCC and Payback","G53","Energy Price - RU5","$/kWh",null,null,null,null,10000,9.3399999999999997E-2,7.2599999999999998E-2,0.13969999999999999,9.8000000000000004E-2,7.2599999999999998E-2,8.9300000000000004E-2,9.3399999999999997E-2,0.11269999999999999,0.13969999999999999,1]
["LCC and Payback","G54","Energy Price - RU6","$/kWh",null,null,null,null,10000,9.3399999999999997E-2,7.2599999999999998E-2,0.13969999999999999,9.5000000000000001E-2,7.2599999999999998E-2,7.85E-2,9.3399999999999997E-2,9.6100000000000005E-2,0.13969999999999999,1]
["LCC and Payback","G55","Energy Price - RU7","$/kWh",null,null,null,null,10000,9.3399999999999997E-2,7.2599999999999998E-2,0.13969999999999999,9.8000000000000004E-2,7.2599999999999998E-2,8.9300000000000004E-2,9.3399999999999997E-2,0.11269999999999999,0.13969999999999999,1]
["LCC and Payback","G56","Energy Price - RU8","$/kWh",null,null,null,null,10000,7.85E-2,7.2599999999999998E-2,0.13969999999999999,8.6199999999999999E-2,7.2599999999999998E-2,7.2599999999999998E-2,7.85E-2,9.3399999999999997E-2,0.13969999999999999,1]
["Lifetime","E20","Lifetime - RU1","years",null,null,null,null,10000,10.495260490679385,2.3132980319099681,31.271772827093233,10.105035371935358,3.2785442683085599,6.118303465248494,10.49470320983264,13.140908653435208,17.927538999005765,1]
["Lifetime","E21","Lifetime - RU2","years",null,null,null,null,10000,12.151166662856394,2.9065469158670214,35.365098542289473,12.461578601637051,6.2871725398503306,9.5709091524196168,12.151040982223552,15.019282426470063,19.559024475331267,1]
["Lifetime","E22","Lifetime - RU3","years",null,null,null,null,10000,10.347317558543329,2.7054899781696413,30.561117797563824,10.943461828684251,5.314565991021297,7.9591006816695113,10.347175790630439,13.299984410307847,18.538065948007187,1]
["Lifetime","E23","Lifetime - RU4","years",null,null,null,null,10000,10.919868175507847,2.3147398428116319,31.835532161780499,10.490871933655772,3.2588926186827258,5.6284195709362121,10.91885339669048,13.844376664138633,19.069210305614693,1]
["Lifetime","E24","Lifetime - RU5","years",null,null,null,null,10000,12.813495067617055,2.7885176695310956,33.061445859712336,13.064653406529638,6.2177918350047614,9.8313587291632736,12.813426079615455,16.051731514602235,20.602139991988022,1]
["Lifetime","E25","Lifetime - RU6","years",null,null,null,null,10000,28.76524413539007,14.823742036813236,51.413318820009231,29.086616986117594,19.908978911024828,24.793020231450814,28.763137208684171,33.069777244162232,39.176785132608885,1]
["Lifetime","E26","Lifetime - RU7","years",null,null,null,null,10000,28.76524413539007,14.823742036813236,51.413318820009231,29.086616986117594,19.908978911024828,24.793020231450814,28.763137208684171,33.069777244162232,39.176785132608885,1]
["Lifetime","E27","Lifetime - RU8","years",null,null,null,null,10000,28.76524413539007,14.823742036813236,51.413318820009231,29.086616986117594,19.908978911024828,24.793020231450814,28.763137208684171,33.069777244162232,39.176785132608885,1]
["Lifetime","F20","Mechanical Lifetime - RU1","hours",null,null,null,null,10000,31217.462311156112,19087.045594744712,56015.193381025922,31456.408157935457,23434.154911026671,27748.004571989797,31216.910322516735,34900.033147229726,40383.611881915735,1]
["Lifetime","F21","Mechanical Lifetime - RU2","hours",null,null,null,null,10000,64062.08266612349,21169.720922471213,141019.92290131704,64848.730383685062,36219.518446573638,51402.252696095311,64061.716275811341,77273.674192750419,96396.917276091946,1]
["Lifetime","F22","Mechanical Lifetime - RU3","hours",null,null,null,null,10000,66184.907798249391,22766.053438649091,145419.45741803144,67357.380356353213,37276.017666657528,53168.020890629065,66179.436709455927,80518.378692879865,101301.66425750461,1]
["Lifetime","F23","Mechanical Lifetime - RU4","hours",null,null,null,null,10000,31217.462311156112,19087.045594744712,56015.193381025922,31456.408157935457,23434.154911026671,27748.004571989797,31216.910322516735,34900.033147229726,40383.611881915735,1]
["Lifetime","F24","Mechanical Lifetime - RU5","hours",null,null,null,null,10000,64062.08266612349,21169.720922471213,141019.92290131704,64848.730383685062,36219.518446573638,51402.252696095311,64061.716275811341,77273.674192750419,96396.917276091946,1]
["Lifetime","F25","Mechanical Lifetime - RU6","hours",null,null,null,null,10000,31217.462311156112,19087.045594744712,56015.193381025922,31456.408157935457,23434.154911026671,27748.004571989797,31216.910322516735,34900.033147229726,40383.611881915735,1]
["Lifetime","F26","Mechanical Lifetime - RU7","hours",null,null,null,null,10000,64062.08266612349,21169.720922471213,141019.92290131704,64848.730383685062,36219.518446573638,51402.252696095311,64061.716275811341,77273.674192750419,96396.917276091946,1]
["Lifetime","F27","Mechanical Lifetime - RU8","hours",null,null,null,null,10000,66184.907798249391,22766.053438649091,145419.45741803144,67357.380356353213,37276.017666657528,53168.020890629065,66179.436709455927,80518.378692879865,101301.66425750461,1]
["Sectors and Applications","G12","Operating Hours - RU1","hours",null,null,null,null,10000,2556.7128160783773,104.71935213627478,8575.8021515393284,3623.0288965141699,489.02311147242949,1834.6830494275341,2556.7128160783773,4405.3778175715734,8575.8021515393284,1]
["Sectors and Applications","G13","Operating Hours - RU2","hours",null,null,null,null,10000,2907.5130566519156,127.12167019782417,8626.9275358868763,3555.6060027388521,513.09053940916158,2113.8768103536822,2907.5130566519156,5290.7316739137877,8626.9275358868763,1]
["Sectors and Applications","G14","Operating Hours - RU3","hours",null,null,null,null,10000,5873.4670469014727,130.46017531490386,8585.4128057348844,5316.9815794099131,980.06995499256675,2447.2779362089468,5873.4670469014718,8330.5946174368164,8585.4128057348844,1]
["Sectors and Applications","G15","Operating Hours - RU4","hours",null,null,null,null,10000,2556.7128160783773,145.93109680812654,8575.8021515393284,3772.2394366837239,489.48642417461917,1957.9456966984767,2556.7128160783773,5384.3506659208124,8575.8021515393284,1]
["Sectors and Applications","G16","Operating Hours - RU5","hours",null,null,null,null,10000,2907.5130566519156,127.12167019782417,8626.9275358868763,3387.7281062212728,513.09053940916158,2052.3621576366463,2907.5130566519156,3002.9688273132115,8578.8419567037417,1]
["Sectors and Applications","G17","Operating Hours - RU6","hours",null,null,null,null,10000,4.8665869623034208,0.50080871488936651,13,6.8248247535211455,0.91672809790667498,2.6624837551091258,4.8665079294547944,13,13,1]
["Sectors and Applications","G18","Operating Hours - RU7","hours",null,null,null,null,10000,3.5140177472559815,0.50093739922202074,1019.5084337349398,97.046958433341914,0.87711076223156903,2.341095342459667,3.5137212495383441,5.3860973137831767,1019.5084337349398,1]
["Sectors and Applications","G19","Operating Hours - RU8","hours",null,null,null,null,10000,19.318828451882844,0.500920728780758,8374.7121338912148,2425.0559203233302,1.251363864052744,4.2291172906892003,19.318828451882844,6278.6192468619247,8374.7121338912148,1]
["Sectors and Applications","H12","Loading - RU1","%",null,null,null,null,10000,0.67321577565603008,4.8086841118287857E-2,0.98337308945863144,0.64163238814608792,0.196344107696276,0.432781570064591,0.67321577565602997,0.83446245770917205,0.98172053848137797,1]
["Sectors and Applications","H13","Loading - RU2","%",null,null,null,null,10000,0.67321577565603008,4.8086841118287857E-2,0.98337308945863144,0.64668728749146431,0.24376591720590499,0.48086841118287899,0.67321577565602997,0.82880411850007696,0.98172053848137797,1]
["Sectors and Applications","H14","Loading - RU3","%",null,null,null,null,10000,0.67321577565603008,4.8086841118287857E-2,0.98337308945863144,0.63569478206164165,0.196344107696276,0.43877865097062901,0.67321577565602997,0.81747629901089403,0.98172053848137797,1]
["Sectors and Applications","H15","Loading - RU4","%",null,null,null,null,10000,0.63811835001289607,4.8753183441181028E-2,0.98172053848137852,0.61467254068249144,0.14220729725492501,0.379219459346467,0.63811835001289596,0.83446245770917205,0.98172053848137797,1]
["Sectors and Applications","H16","Loading - RU5","%",null,null,null,null,10000,0.72130261677431773,4.8086841118287857E-2,0.98172053848137852,0.65783335927442477,0.196344107696276,0.48086841118287899,0.72130261677431795,0.85324378352955099,0.98172053848137797,1]
["Sectors and Applications","H17","Loading - RU6","%",null,null,null,null,10000,0.67321577565603008,4.8086841118287857E-2,0.96173682236575719,0.67504788430260765,0.33660788782801498,0.52895525230116602,0.67321577565602997,0.81747629901089403,0.96173682236575697,1]
["Sectors and Applications","H18","Loading - RU7","%",null,null,null,null,10000,0.67321577565603008,4.8086841118287857E-2,0.96173682236575719,0.67486034562224362,0.288521046709727,0.52895525230116602,0.67321577565602997,0.81747629901089403,0.96173682236575697,1]
["Sectors and Applications","H19","Loading - RU8","%",null,null,null,null,10000,0.67321577565603008,4.8086841118287857E-2,0.96173682236575719,0.67561530902780176,0.33660788782801498,0.52895525230116602,0.67321577565602997,0.81747629901089403,0.96173682236575697,1]
["LCC and Payback","C37","Discount Rate - RU1","%",null,null,null,null,10000,5.7046798887441436E-2,2.8588119325418621E-2,8.5189689349322695E-2,5.7133449246580231E-2,4.0942840984313E-2,5.0572054939564001E-2,5.704470704365E-2,6.3824800949158003E-2,7.3180535270846003E-2,1]
["LCC and Payback","C38","Discount Rate - RU2","%",null,null,null,null,10000,5.6868879373385861E-2,2.8588119325418621E-2,8.5266932387938157E-2,5.6911672490007149E-2,4.1099772766247003E-2,5.0565717427789002E-2,5.6868237290038003E-2,6.3562416561549998E-2,7.2724117003433994E-2,1]
["LCC and Payback","C39","Discount Rate - RU3","%",null,null,null,null,10000,5.7596738046062482E-2,2.9741812656856735E-2,8.5189689349322695E-2,5.7709828191653392E-2,4.1118773013731999E-2,5.0869985062703002E-2,5.7595765224976003E-2,6.4724224166668995E-2,7.433140424569E-2,1]
["LCC and Payback","C40","Discount Rate - RU4","%",null,null,null,null,10000,5.7046798887441436E-2,2.8588119325418621E-2,8.5189689349322695E-2,5.7133449246580231E-2,4.0942840984313E-2,5.0572054939564001E-2,5.704470704365E-2,6.3824800949158003E-2,7.3180535270846003E-2,1]
["LCC and Payback","C41","Discount Rate - RU5","%",null,null,null,null,10000,5.6868879373385861E-2,2.8588119325418621E-2,8.5266932387938157E-2,5.6911672490007149E-2,4.1099772766247003E-2,5.0565717427789002E-2,5.6868237290038003E-2,6.3562416561549998E-2,7.2724117003433994E-2,1]
["LCC and Payback","C42","Discount Rate - RU6","%",null,null,null,null,10000,5.7046798887441436E-2,2.8588119325418621E-2,8.5189689349322695E-2,5.7133449246580231E-2,4.0942840984313E-2,5.0572054939564001E-2,5.704470704365E-2,6.3824800949158003E-2,7.3180535270846003E-2,1]
["LCC and Payback","C43","Discount Rate - RU7","%",null,null,null,null,10000,5.6868879373385861E-2,2.8588119325418621E-2,8.5266932387938157E-2,5.6911672490007149E-2,4.1099772766247003E-2,5.0565717427789002E-2,5.6868237290038003E-2,6.3562416561549998E-2,7.2724117003433994E-2,1]
["LCC and Payback","C44","Discount Rate - RU8","%",null,null,null,null,10000,5.7596738046062482E-2,2.9741812656856735E-2,8.5189689349322695E-2,5.7709828191653392E-2,4.1118773013731999E-2,5.0869985062703002E-2,5.7595765224976003E-2,6.4724224166668995E-2,7.433140424569E-2,1]
["LCC and Payback",{"$f":"\"Q\" &E50","v":"Q7"},{"$f":"\"UEC - RU1 CSL \" &F50","v":"UEC - RU1 CSL 0"},"kWh/yr",7,0,null,null,10000,7423.4688083861402,73.812914758291953,37995.058436240062,10448.335089757687,1125.0617742465245,3854.476108062971,7423.4688083861402,13191.734764710172,31987.50001447113,1]
["LCC and Payback",{"$f":"\"Q\" &E51","v":"Q8"},{"$f":"\"UEC - RU1 TSL \" &F51","v":"UEC - RU1 TSL 1"},"kWh/yr",{"$f":"E50+1","v":8},1,null,null,10000,7034.3108499358177,65.117250066044051,35839.470300086963,9869.0669310748199,1029.976234984817,3651.3881145362966,7034.3108499358177,12473.159298106337,30263.845764247315,1]
["LCC and Payback","Q9","UEC - RU1 TSL 2","kWh/yr",{"$f":"E51+1","v":9},2,null,null,10000,6914.5217153049234,63.863413406865895,35048.068177993613,9691.0138402149078,1007.6427809424778,3578.3962408478956,6913.9467320116719,12288.688775280698,29666.474820731488,1]
["LCC and Payback","Q10","UEC - RU1 TSL 3","kWh/yr",10,3,null,null,10000,6867.4862849354586,62.390375168533907,34782.302362201008,9616.4544831075891,999.10848721293371,3551.2616384113699,6867.4862849354586,12169.845163592339,29469.136629519096,1]
["LCC and Payback","Q11",{"$f":"\"UEC - RU1 TSL \" &F54","v":"UEC - RU1 TSL 4"},"kWh/yr",{"$f":"E53+1","v":11},4,null,null,10000,6839.7725494830856,61.973779110441434,34485.879542020353,9567.1392683766753,997.28469106042439,3520.9969659036274,6839.7725494830856,12155.945321728519,29282.014814718936,1]
["LCC and Payback",{"$f":"\"Q\" &E55","v":"Q12"},{"$f":"\"UEC - RU1 TSL \" &F55","v":"UEC - RU1 TSL 5"},"kWh/yr",12,5,null,null,10000,6784.0527587133929,60.617118371309452,34223.5323194429,9486.7896110665279,983.33909872577487,3494.2114007106934,6784.0527587133929,12023.966323178827,29060.018459397652,1]
["LCC and Payback","Q14",{"$f":"\"UEC - RU2 TSL \" &F56","v":"UEC - RU2 TSL 0"},"kWh/yr",14,0,null,null,10000,44043.228182568826,566.52669715680679,210424.58256440601,57641.961310579798,7316.6109731699626,26331.321750174455,44043.228182568826,72063.213206988366,167987.98296248057,1]
["LCC and Payback","Q15",{"$f":"\"UEC - RU2 TSL \" &F57","v":"UEC - RU2 TSL 1"},"kWh/yr",{"$f":"E56+1","v":15},1,null,null,10000,42757.627661940533,528.24178200731433,203874.21101140321,55911.608546975294,6998.1347190651013,25558.233959224675,42757.627661940533,69893.489038936386,163129.25948957927,1]
["LCC and Payback","Q16","UEC - RU2 TSL 2","kWh/yr",{"$f":"E57+1","v":16},2,null,null,10000,42169.716650213108,490.31569382680976,201245.59803771871,55021.32110207696,6818.0082506047484,24959.528221764394,42169.716650213108,68903.582223606572,160847.53576266117,1]
["LCC and Payback","Q17","UEC - RU2 TSL 3","kWh/yr",{"$f":"E58+1","v":17},3,null,null,10000,41795.100237179417,465.98254571206706,200133.65465585506,54491.561056974686,6673.2094244873633,24567.703839339196,41761.258666394548,68288.746930840309,159564.61529823137,1]
["LCC and Payback","Q18","UEC - RU2 TSL 4","kWh/yr",{"$f":"E59+1","v":18},4,null,null,10000,41657.180765425321,457.61146183092001,199310.94627916961,54326.048728651323,6659.4241501455126,24502.891496516611,41594.473096378882,68109.016934980755,159103.4125766299,1]
["LCC and Payback",{"$f":"\"Q\" &E61","v":"Q19"},"UEC - RU2 TSL 5","kWh/yr",{"$f":"E60+1","v":19},5,null,null,10000,41657.180765425321,457.61146183092001,199310.94627916961,54326.048728651323,6659.4241501455126,24502.891496516611,41594.473096378882,68109.016934980755,159103.4125766299,1]
["LCC and Payback","Q21",{"$f":"\"UEC - RU3 TSL \" &F62","v":"UEC - RU3 TSL 0"},"kWh/yr",21,0,null,null,10000,169635.14419245333,1232.2843418781722,506161.32614209113,204834.48943413486,27996.938013439118,88093.84094997705,169635.1441924533,319796.87741765653,455189.10472410283,1]
["LCC and Payback","Q22",{"$f":"\"UEC - RU3 TSL \" &F63","v":"UEC - RU3 TSL 1"},"kWh/yr",{"$f":"E62+1","v":22},1,null,null,10000,167839.37916250131,1181.4981739387615,500293.97891121084,202539.95060690699,27675.412071236537,87024.127610157797,167839.37916250131,316425.23983289744,450132.43130095268,1]
["LCC and Payback","Q23","UEC - RU3 TSL 2","kWh/yr",{"$f":"E63+1","v":23},2,null,null,10000,164970.63383346552,983.3376147916498,493359.52967210248,198495.67196330079,26646.951789160685,84479.371519195614,164970.63383346552,310011.74001634738,443293.32541792147,1]
["LCC and Payback","Q24","UEC - RU3 TSL 3","kWh/yr",24,3,null,null,10000,164332.49965589281,965.65398388351514,491316.53239448665,197696.71863857543,26513.361363982418,84129.543218234001,164332.49965589278,308837.74329590169,441532.60296009318,1]
["LCC and Payback","Q25","UEC - RU3 TSL 4","kWh/yr",25,4,null,null,10000,163921.5241885448,932.34708953118036,489326.98836534692,197193.89283916468,26475.379413163177,83935.154200694422,163921.5241885448,308336.13807237847,440022.92260777415,1]
["LCC and Payback",{"$f":"\"Q\" &E67","v":"Q26"},{"$f":"\"UEC - RU3 TSL \" &F67","v":"UEC - RU3 TSL 5"},"kWh/yr",26,5,null,null,10000,163442.59570326968,919.29006553067461,487818.50491953338,196603.97141463362,26376.74054217272,83697.985881604094,163442.59570326968,307469.29667340301,438722.86180524301,1]
["LCC and Payback","Q28",{"$f":"\"UEC - RU4 TSL \" &F68","v":"UEC - RU4 TSL 0"},"kWh/yr",28,0,null,null,10000,7798.4483337214115,85.797550573124795,35858.954478189291,9987.3315796383577,995.40351971787572,3806.8280734910823,7798.4483337214115,12526.224380754331,30422.35625156049,1]
["LCC and Payback","Q29",{"$f":"\"UEC - RU4 TSL \" &F69","v":"UEC - RU4 TSL 1"},"kWh/yr",{"$f":"E68+1","v":29},1,null,null,10000,7656.5099277035388,83.293486582325201,35070.731546358853,9807.9574187171838,981.70302641312844,3743.0433571501626,7656.5099277035388,12310.012580009909,29841.326129506582,1]
["LCC and Payback","Q30",{"$f":"\"UEC - RU4 TSL \" &F70","v":"UEC - RU4 TSL 2"},"kWh/yr",{"$f":"E69+1","v":30},2,null,null,10000,7605.3340978100787,81.995465435013784,34802.582566982535,9738.3139387601823,974.62216695766563,3718.34326364972,7605.3340978100787,12229.675985610407,29636.318745925233,1]
["LCC and Payback","Q31","UEC - RU4 TSL 3","kWh/yr",31,3,null,null,10000,7531.780300132049,79.370921569893227,34495.063463406033,9630.3845938481591,960.05057628007262,3668.5348549960395,7531.780300132049,12106.847348046962,29358.006121560084,1]
["LCC and Payback","Q33",{"$f":"\"UEC - RU5 TSL \" &F72","v":"UEC - RU5 TSL 0"},"kWh/yr",33,0,null,null,10000,70099.300073052349,836.25220950132143,337567.73554047081,89523.432928618102,10756.536560190842,37630.220809649851,70099.300073052349,106009.59976679229,277174.25487119128,1]
["LCC and Payback","Q34",{"$f":"\"UEC - RU5 TSL \" &F73","v":"UEC - RU5 TSL 1"},"kWh/yr",{"$f":"E72+1","v":34},1,null,null,10000,69409.876278877025,787.12094938486484,333660.5592198986,88507.183256175354,10347.83344671263,36760.281513792572,69409.876278877025,104850.30908925558,274143.15645715868,1]
["LCC and Payback","Q35","UEC - RU5 TSL 2","kWh/yr",{"$f":"E73+1","v":35},2,null,null,10000,68922.406596734436,777.54166307258754,332252.88201493683,88119.40149133392,10286.946446086145,36488.332904153533,68922.406596734436,104414.38112481266,273003.37280560459,1]
["LCC and Payback","Q36","UEC - RU5 TSL 3","kWh/yr",36,3,null,null,10000,68432.558694609383,748.32177007262123,330455.44859468681,87444.22397822194,10137.616689725766,35903.996738502603,68432.558694609383,103771.29940246214,271321.96189936687,1]
["LCC and Payback","Q38",{"$f":"\"UEC - RU6 TSL \" &F76","v":"UEC - RU6 TSL 0"},"kWh/yr",38,0,null,null,10000,13.686422838756346,0.26434104521020896,53.16542297410107,19.564697186589598,2.2365940271573361,6.7873984428015808,13.686376953946208,31.719533714365689,50.387416981220902,1]
["LCC and Payback","Q39",{"$f":"\"UEC - RU6 TSL \" &F77","v":"UEC - RU6 TSL 1"},"kWh/yr",{"$f":"E76+1","v":39},1,null,null,10000,13.440895561722668,0.25635263587873147,52.007527396996416,19.210490779586916,2.202672233826656,6.6758401360817983,13.440436453478418,31.235803838818953,49.327764559616099,1]
["LCC and Payback","Q40","UEC - RU6 TSL 2","kWh/yr",{"$f":"E77+1","v":40},2,null,null,10000,13.347576796311884,0.24873286464752792,51.622582923206643,19.06911493704494,2.1840973469760039,6.626435456170424,13.347471940144889,31.003561446943003,48.980723502472841,1]
["LCC and Payback","Q41","UEC - RU6 TSL 3","kWh/yr",41,3,null,null,10000,13.282170734640351,0.24504627684991726,51.197983523827752,18.971309336209025,2.1738507750625331,6.6031230157749858,13.276362879668563,30.916203464168522,48.61276504568746,1]
["LCC and Payback","Q42","UEC - RU6 TSL 4","kWh/yr",42,4,null,null,10000,13.180309960963616,0.23771179294469913,50.809802572685534,18.815949606540283,2.15533968387839,6.4754590612897953,13.174182613935546,30.650956497193871,48.245821528188017,1]
["LCC and Payback","Q44",{"$f":"\"UEC - RU7 TSL \" &F81","v":"UEC - RU7 TSL 0"},"kWh/yr",44,0,null,null,10000,54.743127409676333,0.99864448564045649,23731.14573209469,1601.4126215522481,11.825567725999605,31.498716505849956,54.743127409676333,95.608822722968128,15503.186161462976,1]
["LCC and Payback","Q45",{"$f":"\"UEC - RU7 TSL \" &F82","v":"UEC - RU7 TSL 1"},"kWh/yr",{"$f":"E81+1","v":45},1,null,null,10000,54.032961058111752,0.88620914685016539,23423.288618691444,1576.8072377276053,11.608866968684387,30.978505152587822,54.032961058111752,94.260248575909543,15259.028649076508,1]
["LCC and Payback","Q46","UEC - RU7 TSL 2","kWh/yr",{"$f":"E82+1","v":46},2,null,null,10000,53.721874193911411,0.81721208511873766,23288.432463060595,1562.3115071728066,11.384636026173226,30.597285688803144,53.721874193911411,93.447051414402878,15099.404040074915,1]
["LCC and Payback","Q47","UEC - RU7 TSL 3","kWh/yr",47,3,null,null,10000,53.508217867680365,0.78864816442545871,23195.812445639436,1557.6922075614832,11.304439481251146,30.52774250240757,53.508217867680365,93.178434504203707,15066.703236119547,1]
["LCC and Payback","Q48","UEC - RU7 TSL 4","kWh/yr",48,4,null,null,10000,53.508217867680365,0.78864816442545871,23195.812445639436,1557.6922075614832,11.304439481251146,30.52774250240757,53.508217867680365,93.178434504203707,15066.703236119547,1]
["LCC and Payback","Q50",{"$f":"\"UEC - RU8 TSL \" &F86","v":"UEC - RU8 TSL 0"},"kWh/yr",50,0,null,null,10000,774.70089376440728,2.1635458639053797,478592.18576265802,97790.734484241097,44.675255283951699,160.96795879206545,774.70089376440728,234154.64780972921,406836.03310739214,1]
["LCC and Payback","Q51",{"$f":"\"UEC - RU8 TSL \" &F87","v":"UEC - RU8 TSL 1"},"kWh/yr",{"$f":"E86+1","v":51},1,null,null,10000,759.93831792437686,1.8006765276772456,471835.91064332222,95934.251956101289,43.560642658086472,158.39181685224023,759.93831792437686,229408.6585467832,400236.50310013199,1]
["LCC and Payback","Q52","UEC - RU8 TSL 2","kWh/yr",{"$f":"E87+1","v":52},2,null,null,10000,757.06257434861902,1.7682944661945952,469899.87421708496,95554.297439123169,43.393156940248232,157.74245743558743,757.06257434861902,228539.90108372204,398682.00375399529,1]
["LCC and Payback","Q53","UEC - RU8 TSL 3","kWh/yr",{"$f":"E88+1","v":53},3,null,null,10000,755.58649830328909,1.7073032644263373,468054.96089993464,95313.132620372446,43.322679044787328,157.25739202170854,755.58649830328909,228168.71326534316,397499.46284029592,1]
["LCC and Payback","Q54","UEC - RU8 TSL 4","kWh/yr",{"$f":"E89+1","v":54},4,null,null,10000,753.46314178883608,1.6833933922874476,466625.45390476176,95032.586432030846,43.200883747144552,156.80330631977134,753.46314178883608,227527.25071137244,396351.67054714524,1]
["LCC and Payback",{"$f":"\"S\" &E91","v":"S7"},{"$f":"\"Installed Price - RU\" &G91 & \" CSL \" &F91","v":"Installed Price - RU1 CSL 0"},"$",7,0,1,null,10000,555.05719999999997,403.66379999999998,729.39480000000003,583.81920000000002,525.01379999999995,525.01379999999995,555.05719999999997,555.05719999999997,729.39480000000003,1]
["LCC and Payback",{"$f":"\"S\" &E92","v":"S8"},{"$f":"\"Installed Price - RU\" &G92 & \" CSL \" &F92","v":"Installed Price - RU1 CSL 1"},"$",{"$f":"E91+1","v":8},1,1,null,10000,559.01210000000003,406.36349999999999,734.79510000000005,588.01260000000002,528.71960000000001,528.71960000000001,559.01210000000003,559.01210000000003,734.79510000000005,1]
["LCC and Payback","S9","Installed Price - RU1 CSL 2","$",{"$f":"E92+1","v":9},2,1,null,10000,621.471,455.53129999999999,806.71510000000001,650.73800000000006,584.6902,584.6902,621.471,621.471,806.71510000000001,1]
["LCC and Payback","S10","Installed Price - RU1 CSL 3","$",10,3,1,null,10000,635.48820000000001,464.70249999999999,824.18190000000004,664.85239999999999,596.34180000000003,596.34180000000003,635.48820000000001,635.48820000000001,824.18190000000004,1]
["LCC and Payback","S11","Installed Price - RU1 CSL 4","$",{"$f":"E94+1","v":11},4,1,null,10000,878.55849999999998,643.79020000000003,1112.7971,909.2056,808.17790000000002,808.17790000000002,878.55849999999998,878.55849999999998,1112.7971,1]
["LCC and Payback",{"$f":"\"S\" &E96","v":"S12"},"Installed Price - RU1 CSL 5","$",12,5,1,null,10000,966.9357,708.59450000000004,1217.9544000000001,998.05550000000005,885.04759999999999,885.04759999999999,966.9357,966.9357,1217.9544000000001,1]
["LCC and Payback","S14","Installed Price - RU2 CSL 0","$",14,0,2,null,10000,1496.0364999999999,1109.3495,1941.3275000000001,1569.5001,1419.3,1419.3,1496.0364999999999,1496.0364999999999,1941.3275000000001,1]
["LCC and Payback","S15","Installed Price - RU2 CSL 1","$",{"$f":"E97+1","v":15},1,2,null,10000,1893.0192999999999,1404.6287,2455.4272999999998,1985.8046999999999,1796.1001000000001,1796.1001000000001,1893.0192999999999,1893.0192999999999,2455.4272999999998,1]
["LCC and Payback","S16","Installed Price - RU2 CSL 2","$",{"$f":"E98+1","v":16},2,2,null,10000,2182.8074000000001,1632.0691999999999,2789.5967000000001,2276.8431,2055.4522999999999,2055.4522999999999,2182.8074000000001,2182.8074000000001,2789.5967000000001,1]
["LCC and Payback","S17","Installed Price - RU2 CSL 3","$",{"$f":"E99+1","v":17},3,2,null,10000,2193.9940000000001,1638.8087,2803.9488999999999,2288.1188000000002,2064.4679000000001,2064.4679000000001,2193.9940000000001,2193.9940000000001,2803.9488999999999,1]
["LCC and Payback","S18","Installed Price - RU2 CSL 4","$",{"$f":"E100+1","v":18},4,2,null,10000,3367.3951000000002,2505.6637000000001,4195.5599000000002,3467.6667000000002,3088.2235999999998,3088.2235999999998,3367.3951000000002,3367.3951000000002,4195.5599000000002,1]
["LCC and Payback",{"$f":"\"S\" &E102","v":"S19"},"Installed Price - RU2 CSL 5","$",{"$f":"E101+1","v":19},5,2,null,10000,3367.3951000000002,2505.6637000000001,4195.5599000000002,3467.6667000000002,3088.2235999999998,3088.2235999999998,3367.3951000000002,3367.3951000000002,4195.5599000000002,1]
["LCC and Payback","S21",{"$f":"\"Installed Price - RU\" &G103 & \" CSL \" &F103","v":"Installed Price - RU3 CSL 0"},"$",21,0,3,null,10000,3299.9992000000002,2442.8085999999998,4287.1004999999996,3462.8501000000001,3129.8930999999998,3129.8930999999998,3299.9992000000002,3299.9992000000002,4287.1004999999996,1]
["LCC and Payback","S22","Installed Price - RU3 CSL 1","$",{"$f":"E103+1","v":22},1,3,null,10000,3653.8532,2721.2132000000001,4727.8383999999996,3831.038,3468.7743999999998,3468.7743999999998,3653.8532,3653.8532,4727.8383999999996,1]
["LCC and Payback","S23","Installed Price - RU3 CSL 2","$",{"$f":"E104+1","v":23},2,3,null,10000,4116.3855999999996,3068.1457999999998,5272.6587,4295.8885,3874.8748999999998,3874.8748999999998,4116.3855999999996,4116.3855999999996,5272.6587,1]
["LCC and Payback","S24","Installed Price - RU3 CSL 3","$",24,3,3,null,10000,4594.0252,3415.6069000000002,5842.9638000000004,4776.1382999999996,4288.9657999999999,4288.9657999999999,4594.0252,4594.0252,5842.9638000000004,1]
["LCC and Payback","S25","Installed Price - RU3 CSL 4","$",25,4,3,null,10000,5855.4053000000004,4353.9803000000002,7334.2709999999997,6043.9952999999996,5392.665,5392.665,5855.4053000000004,5855.4053000000004,7334.2709999999997,1]
["LCC and Payback",{"$f":"\"S\" &E108","v":"S26"},"Installed Price - RU3 CSL 5","$",26,5,3,null,10000,6448.8163999999997,4796.8957,8034.8100999999997,6640.4241000000002,5912.6091999999999,5912.6091999999999,6448.8163999999997,6448.8163999999997,8034.8100999999997,1]
["LCC and Payback","S28","Installed Price - RU4 CSL 0","$",28,0,4,null,10000,553.70169999999996,401.9948,728.40039999999999,582.52329999999995,523.59609999999998,523.59609999999998,553.70169999999996,553.70169999999996,728.40039999999999,1]
["LCC and Payback","S29","Installed Price - RU4 CSL 1","$",{"$f":"E109+1","v":29},1,4,null,10000,598.4479,436.74669999999998,780.26089999999999,627.46990000000005,563.46339999999998,563.46339999999998,598.4479,598.4479,780.26089999999999,1]
["LCC and Payback","S30","Installed Price - RU4 CSL 2","$",{"$f":"E110+1","v":30},2,4,null,10000,872.20740000000001,637.86389999999994,1105.7295999999999,902.68600000000004,801.76139999999998,801.76139999999998,872.20740000000001,872.20740000000001,1105.7295999999999,1]
["LCC and Payback","S31","Installed Price - RU4 CSL 3","$",31,3,4,null,10000,930.66690000000006,680.62559999999996,1175.3634,961.46029999999996,852.55769999999995,852.55769999999995,930.66690000000006,930.66690000000006,1175.3634,1]
["LCC and Payback","S33","Installed Price - RU5 CSL 0","$",33,0,5,null,10000,2657.3939999999998,1978.1405999999999,3439.5909999999999,2786.44,2522.5988000000002,2522.5988000000002,2657.3939999999998,2657.3939999999998,3439.5909999999999,1]
["LCC and Payback","S34","Installed Price - RU5 CSL 1","$",{"$f":"E113+1","v":34},1,5,null,10000,3042.5864999999999,2274.5293999999999,3887.9969000000001,3173.4131000000002,2864.4403000000002,2864.4403000000002,3042.5864999999999,3042.5864999999999,3887.9969000000001,1]
["LCC and Payback","S35","Installed Price - RU5 CSL 2","$",{"$f":"E114+1","v":35},2,5,null,10000,3539.1093000000001,2633.7285000000002,4482.2713000000003,3672.6895,3293.9263999999998,3293.9263999999998,3539.1093000000001,3539.1093000000001,4482.2713000000003,1]
["LCC and Payback","S36","Installed Price - RU5 CSL 3","$",36,3,5,null,10000,3815.3611999999998,2836.5104999999999,4810.8216000000002,3950.4146000000001,3534.3128000000002,3534.3128000000002,3815.3611999999998,3815.3611999999998,4810.8216000000002,1]
["LCC and Payback","S38","Installed Price - RU6 CSL 0","$",38,0,6,null,10000,559.01210000000003,406.36349999999999,734.79510000000005,588.01260000000002,528.71960000000001,528.71960000000001,559.01210000000003,559.01210000000003,734.79510000000005,1]
["LCC and Payback","S39","Installed Price - RU6 CSL 1","$",{"$f":"E117+1","v":39},1,6,null,10000,621.471,455.53129999999999,806.71510000000001,650.73800000000006,584.6902,584.6902,621.471,621.471,806.71510000000001,1]
["LCC and Payback","S40","Installed Price - RU6 CSL 2","$",{"$f":"E118+1","v":40},2,6,null,10000,635.48820000000001,464.70249999999999,824.18190000000004,664.85239999999999,596.34180000000003,596.34180000000003,635.48820000000001,635.48820000000001,824.18190000000004,1]
["LCC and Payback","S41","Installed Price - RU6 CSL 3","$",41,3,6,null,10000,878.55849999999998,643.79020000000003,1112.7971,909.2056,808.17790000000002,808.17790000000002,878.55849999999998,878.55849999999998,1112.7971,1]
["LCC and Payback","S42","Installed Price - RU6 CSL 4","$",42,4,6,null,10000,966.9357,708.59450000000004,1217.9544000000001,998.05550000000005,885.04759999999999,885.04759999999999,966.9357,966.9357,1217.9544000000001,1]
["LCC and Payback","S44","Installed Price - RU7 CSL 0","$",44,0,7,null,10000,1893.0192999999999,1404.6287,2455.4272999999998,1985.8046999999999,1796.1001000000001,1796.1001000000001,1893.0192999999999,1893.0192999999999,2455.4272999999998,1]
["LCC and Payback","S45","Installed Price - RU7 CSL 1","$",{"$f":"E122+1","v":45},1,7,null,10000,2182.8074000000001,1632.0691999999999,2789.5967000000001,2276.8431,2055.4522999999999,2055.4522999999999,2182.8074000000001,2182.8074000000001,2789.5967000000001,1]
["LCC and Payback","S46","Installed Price - RU7 CSL 2","$",{"$f":"E123+1","v":46},2,7,null,10000,2193.9940000000001,1638.8087,2803.9488999999999,2288.1188000000002,2064.4679000000001,2064.4679000000001,2193.9940000000001,2193.9940000000001,2803.9488999999999,1]
["LCC and Payback","S47","Installed Price - RU7 CSL 3","$",47,3,7,null,10000,3367.3951000000002,2505.6637000000001,4195.5599000000002,3467.6667000000002,3088.2235999999998,3088.2235999999998,3367.3951000000002,3367.3951000000002,4195.5599000000002,1]
["LCC and Payback","S48","Installed Price - RU7 CSL 4","$",48,4,7,null,10000,3367.3951000000002,2505.6637000000001,4195.5599000000002,3467.6667000000002,3088.2235999999998,3088.2235999999998,3367.3951000000002,3367.3951000000002,4195.5599000000002,1]
["LCC and Payback","S50","Installed Price - RU8 CSL 0","$",50,0,8,null,10000,3653.8532,2721.2132000000001,4727.8383999999996,3831.038,3468.7743999999998,3468.7743999999998,3653.8532,3653.8532,4727.8383999999996,1]
["LCC and Payback","S51","Installed Price - RU8 CSL 1","$",{"$f":"E127+1","v":51},1,8,null,10000,4116.3855999999996,3068.1457999999998,5272.6587,4295.8885,3874.8748999999998,3874.8748999999998,4116.3855999999996,4116.3855999999996,5272.6587,1]
["LCC and Payback","S52","Installed Price - RU8 CSL 2","$",{"$f":"E128+1","v":52},2,8,null,10000,4594.0252,3415.6069000000002,5842.9638000000004,4776.1382999999996,4288.9657999999999,4288.9657999999999,4594.0252,4594.0252,5842.9638000000004,1]
["LCC and Payback","S53","Installed Price - RU8 CSL 3","$",{"$f":"E129+1","v":53},3,8,null,10000,5855.4053000000004,4353.9803000000002,7334.2709999999997,6043.9952999999996,5392.665,5392.665,5855.4053000000004,5855.4053000000004,7334.2709999999997,1]
["LCC and Payback","S54","Installed Price - RU8 CSL 4","$",{"$f":"E130+1","v":54},4,8,null,10000,6448.8163999999997,4796.8957,8034.8100999999997,6640.4241000000002,5912.6091999999999,5912.6091999999999,6448.8163999999997,6448.8163999999997,8034.8100999999997,1]
["LCC and Payback",{"$f":"\"R\" &E132","v":"R7"},{"$f":"\"Reactive Power - RU\" &G132 & \" CSL \" &F132","v":"Reactive Power - RU1 CSL 0"},"kVAr",7,0,1,null,10000,2.6098583519192124,2.437240281253314,3.1797310337631806,2.6379294239966691,2.4373411362215278,2.471163108835718,2.609858351919212,2.7557214123964391,3.004391680294296,1]
["LCC and Payback",{"$f":"\"R\" &E133","v":"R8"},{"$f":"\"Reactive Power - RU\" &G133 & \" CSL \" &F133","v":"Reactive Power - RU1 CSL 1"},"kVAr",{"$f":"E132+1","v":8},1,1,null,10000,2.4837646177909489,2.3046836485936266,2.9427581065127404,2.5377422440916551,2.3110534413569219,2.3504067714126822,2.4837646177909489,2.6787114950155209,2.9396143008287479,1]
["LCC and Payback","R9","Reactive Power - RU1 CSL 2","kVAr",{"$f":"E133+1","v":9},2,1,null,10000,2.8096002365392234,2.3601959299375439,3.2059206156241422,2.8242884812240803,2.4733400252854358,2.6333526958724911,2.8096002365392239,2.9864485683712552,3.2032292636015871,1]
["LCC and Payback","R10","Reactive Power - RU1 CSL 3","kVAr",10,3,1,null,10000,2.1359086928181488,1.9128773938708492,2.635208720908834,2.2006400184573374,1.9428116875491921,2.0065584564205232,2.1359086928181492,2.3473503318438178,2.631745172266946,1]
["LCC and Payback","R11","Reactive Power - RU1 CSL 4","kVAr",{"$f":"E135+1","v":11},4,1,null,10000,2.0824437240559881,1.8671819871404414,2.5095196866760339,2.1401561031231044,1.9237595186349259,1.981594920968387,2.0824437240559881,2.2616901090084038,2.506556121672308,1]
["LCC and Payback",{"$f":"\"R\" &E137","v":"R12"},"Reactive Power - RU1 CSL 5","kVAr",12,5,1,null,10000,2.1101408906223855,1.8389273115641416,2.5928040942575277,2.1705849784393472,1.910178008817254,1.984066648548245,2.110140890622386,2.3147622148429301,2.5894667644973062,1]
["LCC and Payback","R14","Reactive Power - RU2 CSL 0","kVAr",14,0,2,null,10000,12.415936785749576,11.785093004366185,14.675767020276963,12.755137233417244,11.875936562633774,11.992174894605938,12.415936785749576,13.31481894654004,14.660189052670557,1]
["LCC and Payback","R15","Reactive Power - RU2 CSL 1","kVAr",{"$f":"E138+1","v":15},1,2,null,10000,14.239720186630993,13.279516869215154,16.73278944554972,14.550015110055355,13.307320976418715,13.589853183282019,14.239720186630993,15.281297476781328,16.716184215482304,1]
["LCC and Payback","R16","Reactive Power - RU2 CSL 2","kVAr",{"$f":"E139+1","v":16},2,2,null,10000,14.02476479834891,12.71032233554693,16.517154276665952,14.284024544995139,12.917509586931917,13.320440674258434,14.02476479834891,15.07235974115013,16.500657305622873,1]
["LCC and Payback","R17","Reactive Power - RU2 CSL 3","kVAr",{"$f":"E140+1","v":17},3,2,null,10000,13.728019962622211,9.4567234725483029,16.989686072499634,13.948974741089394,11.693400002694528,12.70977919247378,13.728019962622213,15.101510296233997,16.967669047868458,1]
["LCC and Payback","R18","Reactive Power - RU2 CSL 4","kVAr",{"$f":"E141+1","v":18},4,2,null,10000,12.873899720208069,9.8440784088195024,18.256466881513102,13.497975540116103,10.776076710390102,11.503749970424542,12.873899720208067,15.090422990948635,18.219270129399536,1]
["LCC and Payback",{"$f":"\"R\" &E143","v":"R19"},"Reactive Power - RU2 CSL 5","kVAr",{"$f":"E142+1","v":19},5,2,null,10000,12.873899720208069,9.8440784088195024,18.256466881513102,13.497975540116103,10.776076710390102,11.503749970424542,12.873899720208067,15.090422990948635,18.219270129399536,1]
["LCC and Payback","R21","Reactive Power - RU3 CSL 0","kVAr",21,0,3,null,10000,34.653907976753054,32.021139151521545,40.061450832183269,35.150381200080126,32.35164030188006,32.982380570321155,34.653907976753054,36.731984624028151,40.026328372608859,1]
["LCC and Payback","R22","Reactive Power - RU3 CSL 1","kVAr",{"$f":"E144+1","v":22},1,3,null,10000,34.939335308486683,31.704065743613356,41.078112770871975,35.460381434387273,31.898342769714898,32.984731263292971,34.939335308486683,37.293028275665563,41.037548231139581,1]
["LCC and Payback","R23","Reactive Power - RU3 CSL 2","kVAr",{"$f":"E145+1","v":23},2,3,null,10000,29.658828118396759,20.474655009237154,35.904007186929718,30.085187296599475,25.755669119579348,27.885713587487874,29.658828118396759,31.968881025192083,35.861380852671502,1]
["LCC and Payback","R24","Reactive Power - RU3 CSL 3","kVAr",24,3,3,null,10000,33.507691899856752,26.608943009794235,38.886862510749822,33.752958078217695,29.565803468026477,31.571335464755297,33.507691899856752,35.60506997655154,38.852428751130333,1]
["LCC and Payback","R25","Reactive Power - RU3 CSL 4","kVAr",25,4,3,null,10000,28.742583082701561,21.283136987744008,41.234899465644318,30.137514363005991,24.253030460034683,25.628235977066371,28.742583082701561,33.40569674194888,41.149954805346042,1]
["LCC and Payback",{"$f":"\"R\" &E149","v":"R26"},"Reactive Power - RU3 CSL 5","kVAr",26,5,3,null,10000,29.896843619174408,21.727951191077718,44.002134485377475,31.39826668012871,24.566690441168632,26.174884416995624,29.896843619174408,35.174289620939568,43.905371181085066,1]
["LCC and Payback","R28","Reactive Power - RU4 CSL 0","kVAr",28,0,4,null,10000,3.2853667189297728,3.0403514887156362,3.7302063693118788,3.3255835890326662,3.0406048347975281,3.078210933638708,3.2853667189297728,3.510048912097226,3.7302063693118792,1]
["LCC and Payback","R29","Reactive Power - RU4 CSL 1","kVAr",{"$f":"E150+1","v":29},1,4,null,10000,4.9513650692491469,4.6922306855818974,5.2483045350320507,4.960634257181181,4.6971995696232867,4.802991206916067,4.9513650692491469,5.093206938732485,5.2483045350320507,1]
["LCC and Payback","R30","Reactive Power - RU4 CSL 2","kVAr",{"$f":"E151+1","v":30},2,4,null,10000,3.4454122123825748,3.0763997200464845,3.8401420518146061,3.4606163007644151,3.096144924228232,3.2590299744356241,3.4454122123825748,3.6362638507779819,3.8401420518146061,1]
["LCC and Payback","R31","Reactive Power - RU4 CSL 3","kVAr",31,3,4,null,10000,2.6282785635588213,2.264054938851972,3.1417252966060847,2.6769805211128475,2.3074150418188459,2.450405125319572,2.6282785635588222,2.8712578775234392,3.1417252966060838,1]
["LCC and Payback","R33","Reactive Power - RU5 CSL 0","kVAr",33,0,5,null,10000,20.77457319745767,17.05418638126017,24.526927217451231,21.00555565104899,18.468030786963958,19.419147484693632,20.774573197457666,22.401708311075136,24.526927217451231,1]
["LCC and Payback","R34","Reactive Power - RU5 CSL 1","kVAr",{"$f":"E154+1","v":34},1,5,null,10000,26.086697879813535,19.982952702302814,31.327696015621473,26.108379830856197,21.629783912626312,23.598478059933552,26.086697879813535,28.38973149753798,31.327696015621473,1]
["LCC and Payback","R35","Reactive Power - RU5 CSL 2","kVAr",{"$f":"E155+1","v":35},2,5,null,10000,25.978196069234503,19.600749129921002,31.195527911401225,25.986892736611498,21.469769097189591,23.490546836219643,25.978196069234503,28.271996176987361,31.195527911401225,1]
["LCC and Payback","R36","Reactive Power - RU5 CSL 3","kVAr",36,3,5,null,10000,21.482302285421543,15.168389151389048,29.404381283539585,21.964776922416362,16.993138612351707,18.354518398807219,21.482302285421543,24.968422484759092,29.404381283539585,1]
["LCC and Payback","R38",{"$f":"\"Reactive Power - RU\" &G158 & \" CSL \" &F158","v":"Reactive Power - RU6 CSL 0"},"kVAr",38,0,6,null,10000,2.4746718262837102,2.3049206134535596,2.9017484079435549,2.5467681055585678,2.3196418098463698,2.3985901329224002,2.4746718262837102,2.652573235435316,2.9017484079435549,1]
["LCC and Payback","R39","Reactive Power - RU6 CSL 1","kVAr",{"$f":"E158+1","v":39},1,6,null,10000,2.8096002365392234,2.3601959299375439,3.1710637178836829,2.8455760336735985,2.5723709737846718,2.696160732251502,2.8096002365392239,2.964796867166982,3.1710637178836829,1]
["LCC and Payback","R40","Reactive Power - RU6 CSL 2","kVAr",{"$f":"E159+1","v":40},2,6,null,10000,2.1359086928181488,1.9130518673773544,2.5900690274399722,2.2100584113607535,1.9826233505453419,2.039735857677639,2.1359086928181492,2.3194274067600942,2.5900690274399718,1]
["LCC and Payback","R41","Reactive Power - RU6 CSL 3","kVAr",41,3,6,null,10000,2.0824437240559881,1.8672019276081655,2.4708261342568916,2.1474075175806759,1.963200584776936,2.0059465988336531,2.0824437240559881,2.237695594997398,2.470826134256892,1]
["LCC and Payback","R42","Reactive Power - RU6 CSL 4","kVAr",42,4,6,null,10000,2.1101408906223855,1.8389273115641416,2.5492892544648744,2.1804532238871341,1.9586492876904951,2.0169343811829741,2.110140890622386,2.2877440332658998,2.549289254464874,1]
["LCC and Payback","R44","Reactive Power - RU7 CSL 0","kVAr",44,0,7,null,10000,14.239720186630993,13.279516869215154,16.515879945217506,14.61791989924339,13.408968758581166,13.757893678037554,14.239720186630993,15.188791368403619,16.515879945217506,1]
["LCC and Payback","R45","Reactive Power - RU7 CSL 1","kVAr",{"$f":"E163+1","v":45},1,7,null,10000,14.02476479834891,12.710676647349976,16.301624334357019,14.364522719577463,13.016089675660378,13.450853258732842,14.02476479834891,14.979947749414357,16.301624334357019,1]
["LCC and Payback","R46","Reactive Power - RU7 CSL 2","kVAr",{"$f":"E164+1","v":46},2,7,null,10000,13.728019962622211,9.4567234725483029,16.70333126203203,14.081943165154016,11.924997940992704,12.915979334437258,13.728019962622213,14.981816785946995,16.70333126203203,1]
["LCC and Payback","R47","Reactive Power - RU7 CSL 3","kVAr",47,3,7,null,10000,12.873899720208069,9.8440784088195024,17.773116139258978,13.641535500328773,10.906539948239683,11.735692243178374,12.873899720208067,14.892249197157989,17.773116139258978,1]
["LCC and Payback","R48","Reactive Power - RU7 CSL 4","kVAr",48,4,7,null,10000,12.873899720208069,9.8440784088195024,17.773116139258978,13.641535500328773,10.906539948239683,11.735692243178374,12.873899720208067,14.892249197157989,17.773116139258978,1]
["LCC and Payback","R50","Reactive Power - RU8 CSL 0","kVAr",50,0,8,null,10000,34.939335308486683,31.704807455697757,40.548010405360557,35.755357470538975,32.687230434544603,33.526967853199054,34.939335308486683,37.293028275665563,40.548010405360557,1]
["LCC and Payback","R51","Reactive Power - RU8 CSL 1","kVAr",{"$f":"E168+1","v":51},1,8,null,10000,29.658828118396759,20.474655009237154,35.347099769211532,30.41883724188601,27.27646985814695,28.39557802372736,29.658828118396759,31.968881025192083,35.347099769211532,1]
["LCC and Payback","R52","Reactive Power - RU8 CSL 2","kVAr",{"$f":"E169+1","v":52},2,8,null,10000,33.507691899856752,26.608943009794235,38.435220193436592,34.092694951703763,30.886675735941854,32.179668520594781,33.507691899856752,35.60506997655154,38.435220193436592,1]
["LCC and Payback","R53","Reactive Power - RU8 CSL 3","kVAr",{"$f":"E170+1","v":53},3,8,null,10000,28.742583082701561,21.283136987744008,40.126888386512029,30.589773662092245,25.138172449241669,26.334200266150027,28.742583082701561,33.40569674194888,40.126888386512029,1]
["LCC and Payback","R54","Reactive Power - RU8 CSL 4","kVAr",{"$f":"E171+1","v":54},4,8,null,10000,29.896843619174408,21.727951191077718,42.74263497675004,31.933449650914771,25.545171989102332,27.06271365770241,29.896843619174408,35.174289620939568,42.74263497675004,1]
["LCC and Payback",{"$f":"\"T\" &E173","v":"T7"},{"$f":"\"Oper. Cost - RU\" &G173 & \" CSL \" &F173","v":"Oper. Cost - RU1 CSL 0"},"$",7,0,1,null,10000,823.31989999999996,97.462299999999999,3742.9958999999999,1006.3547,195.56700000000001,464.20760000000001,823.31989999999996,1299.9862000000001,2557.5632999999998,1]
["LCC and Payback",{"$f":"\"T\" &E174","v":"T8"},{"$f":"\"Oper. Cost - RU\" &G174 & \" CSL \" &F174","v":"Oper. Cost - RU1 CSL 1"},"$",{"$f":"E173+1","v":8},1,1,null,10000,796.49490000000003,109.9533,3549.2521000000002,968.98350000000005,201.56620000000001,455.96319999999997,796.4348,1247.3824,2436.1666,1]
["LCC and Payback","T9","Oper. Cost - RU1 CSL 2","$",{"$f":"E174+1","v":9},2,1,null,10000,794.75599999999997,118.77160000000001,3482.4103,962.52329999999995,209.28120000000001,458.57589999999999,794.74379999999996,1238.0073,2397.5596,1]
["LCC and Payback","T10","Oper. Cost - RU1 CSL 3","$",10,3,1,null,10000,792.66240000000005,123.0898,3460.8222000000001,960.09990000000005,212.19630000000001,460.0335,792.64469999999994,1232.9457,2385.7161999999998,1]
["LCC and Payback","T11","Oper. Cost - RU1 CSL 4","$",{"$f":"E176+1","v":11},4,1,null,10000,793.87660000000005,127.52119999999999,3436.7020000000002,960.23289999999997,216.46850000000001,462.59160000000003,793.8211,1233.8716999999999,2374.0655000000002,1]
["LCC and Payback",{"$f":"\"T\" &E178","v":"T12"},{"$f":"\"Oper. Cost - RU\" &G178 & \" CSL \" &F178","v":"Oper. Cost - RU1 CSL 5"},"$",12,5,1,null,10000,793.22609999999997,131.8519,3416.0488999999998,957.68499999999995,219.99039999999999,464.12979999999999,793.22609999999997,1227.7898,2361.6230999999998,1]
["LCC and Payback","T14","Oper. Cost - RU2 CSL 0","$",14,0,2,null,10000,4517.7025000000003,239.1979,20416.298599999998,5488.5823,908.18359999999996,2722.7159999999999,4515.5829000000003,7059.6095999999998,13707.5489,1]
["LCC and Payback","T15","Oper. Cost - RU2 CSL 1","$",{"$f":"E179+1","v":15},1,2,null,10000,4414.6733999999997,264.13639999999998,19816.506399999998,5358.3096999999998,910.89300000000003,2671.8433,4413.9399000000003,6875.3037999999997,13335.3413,1]
["LCC and Payback","T16","Oper. Cost - RU2 CSL 2","$",{"$f":"E180+1","v":16},2,2,null,10000,4356.7421000000004,278.86180000000002,19582.195599999999,5294.7,915.09270000000004,2636.3615,4355.04,6807.8478999999998,13177.3663,1]
["LCC and Payback","T17","Oper. Cost - RU2 CSL 3","$",{"$f":"E181+1","v":17},3,2,null,10000,4327.8567999999996,285.084,19485.016500000002,5254.9403000000002,910.35490000000004,2615.9674,4327.2329,6779.1224000000002,13095.9015,1]
["LCC and Payback","T18","Oper. Cost - RU2 CSL 4","$",{"$f":"E182+1","v":18},4,2,null,10000,4323.5254999999997,293.48169999999999,19416.355100000001,5248.7120000000004,912.27340000000004,2619.2819,4322.8912,6762.6814000000004,13062.075199999999,1]
["LCC and Payback",{"$f":"\"T\" &E184","v":"T19"},{"$f":"\"Oper. Cost - RU\" &G184 & \" CSL \" &F184","v":"Oper. Cost - RU2 CSL 5"},"$",{"$f":"E183+1","v":19},5,2,null,10000,4323.5254999999997,293.48169999999999,19416.355100000001,5248.7120000000004,912.27340000000004,2619.2819,4322.8912,6762.6814000000004,13062.075199999999,1]
["LCC and Payback","T21","Oper. Cost - RU3 CSL 0","$",21,0,3,null,10000,15005.433000000001,484.84629999999999,49038.161800000002,17168.096600000001,2814.2465000000002,8359.3245000000006,15005.433000000001,25319.859400000001,36650.735099999998,1]
["LCC and Payback","T22","Oper. Cost - RU3 CSL 1","$",{"$f":"E185+1","v":22},1,3,null,10000,14895.5213,533.88469999999995,48528.397400000002,17032.726200000001,2825.1936999999998,8298.9423999999999,14895.091200000001,25100.446899999999,36290.175199999998,1]
["LCC and Payback","T23","Oper. Cost - RU3 CSL 2","$",{"$f":"E186+1","v":23},2,3,null,10000,14631.220600000001,542.74189999999999,47890.2212,16732.708900000001,2740.05,8129.6072999999997,14631.220600000001,24672.392500000002,35815.879000000001,1]
["LCC and Payback","T24","Oper. Cost - RU3 CSL 3","$",24,3,3,null,10000,14595.8073,562.34349999999995,47715.4974,16686.875100000001,2748.5987,8117.0573999999997,14595.8073,24599.2281,35688.390899999999,1]
["LCC and Payback","T25","Oper. Cost - RU3 CSL 4","$",25,4,3,null,10000,14580.185100000001,573.55190000000005,47544.974800000004,16661.108,2748.6653999999999,8115.4278999999997,14580.000099999999,24568.510200000001,35564.357499999998,1]
["LCC and Payback",{"$f":"\"T\" &E190","v":"T26"},{"$f":"\"Oper. Cost - RU\" &G190 & \" CSL \" &F190","v":"Oper. Cost - RU3 CSL 5"},"$",26,5,3,null,10000,14558.116599999999,590.14300000000003,47421.290999999997,16631.0088,2745.643,8112.4438,14558.0666,24518.651399999999,35475.008399999999,1]
["LCC and Payback","T28","Oper. Cost - RU4 CSL 0","$",28,0,4,null,10000,841.97280000000001,111.4619,3552.4443999999999,983.97659999999996,206.89599999999999,469.02159999999998,841.87819999999999,1264.2512999999999,2444.4546,1]
["LCC and Payback","T29","Oper. Cost - RU4 CSL 1","$",{"$f":"E191+1","v":29},1,4,null,10000,834.47140000000002,116.0728,3482.8330000000001,973.62639999999999,209.99189999999999,468.81299999999999,834.30880000000002,1249.8376000000001,2403.3402999999998,1]
["LCC and Payback","T30","Oper. Cost - RU4 CSL 2","$",{"$f":"E192+1","v":30},2,4,null,10000,833.18709999999999,120.02370000000001,3460.0185999999999,971.09569999999997,212.56180000000001,469.50389999999999,833.05250000000001,1246.3571999999999,2390.3989000000001,1]
["LCC and Payback","T31","Oper. Cost - RU4 CSL 3","$",31,3,4,null,10000,829.18989999999997,124.0645,3434.1909999999998,965.6164,214.55449999999999,468.72280000000001,829.14959999999996,1236.2524000000001,2373.4317000000001,1]
["LCC and Payback","T33","Oper. Cost - RU5 CSL 0","$",33,0,5,null,10000,7103.2266,381.9701,32755.240300000001,8459.1366999999991,1375.6812,4073.1251000000002,7101.8651,10925.3406,22009.320800000001,1]
["LCC and Payback","T34","Oper. Cost - RU5 CSL 1","$",{"$f":"E195+1","v":34},1,5,null,10000,7045.8545000000004,392.09570000000002,32399.0906,8382.5478999999996,1365.2804000000001,4042.3467000000001,7045.8545000000004,10829.7392,21790.121899999998,1]
["LCC and Payback","T35","Oper. Cost - RU5 CSL 2","$",{"$f":"E196+1","v":35},2,5,null,10000,7030.9281000000001,404.06830000000002,32276.673900000002,8360.1340999999993,1373.8723,4034.7694999999999,7030.9281000000001,10798.150900000001,21713.924500000001,1]
["LCC and Payback","T36","Oper. Cost - RU5 CSL 3","$",36,3,5,null,10000,6994.9180999999999,412.14690000000002,32115.2706,8309.2826999999997,1375.6441,4011.8539000000001,6991.8518000000004,10731.885700000001,21590.9522,1]
["LCC and Payback","T38","Oper. Cost - RU6 CSL 0","$",38,0,6,null,10000,105.9508,103.0016,111.99160000000001,106.1485,103.97020000000001,105.0348,105.95059999999999,107.1641,108.89230000000001,1]
["LCC and Payback","T39","Oper. Cost - RU6 CSL 1","$",{"$f":"E199+1","v":39},1,6,null,10000,115.0753,111.95480000000001,121.19750000000001,115.2474,112.95820000000001,114.1146,115.0753,116.2933,118.029,1]
["LCC and Payback","T40","Oper. Cost - RU6 CSL 2","$",{"$f":"E200+1","v":40},2,6,null,10000,119.14919999999999,116.43089999999999,124.8544,119.3396,117.3146,118.26649999999999,119.14790000000001,120.3083,121.9233,1]
["LCC and Payback","T41","Oper. Cost - RU6 CSL 3","$",41,3,6,null,10000,123.5818,120.9076,129.12979999999999,123.7715,121.7794,122.7176,123.5813,124.73609999999999,126.2933,1]
["LCC and Payback","T42","Oper. Cost - RU6 CSL 4","$",42,4,6,null,10000,128.06809999999999,125.38379999999999,133.6754,128.25460000000001,126.25530000000001,127.1964,128.06809999999999,129.2133,130.79040000000001,1]
["LCC and Payback","T44","Oper. Cost - RU7 CSL 0","$",44,0,7,null,10000,227.11689999999999,212.30269999999999,2507.6758,346.60980000000001,217.3751,222.54689999999999,227.11580000000001,233.9768,1422.2097000000001,1]
["LCC and Payback","T45","Oper. Cost - RU7 CSL 1","$",{"$f":"E204+1","v":45},1,7,null,10000,245.334,230.74600000000001,2496.3508000000002,362.98390000000001,235.70009999999999,240.8175,245.33349999999999,252.09559999999999,1422.3975,1]
["LCC and Payback","T46","Oper. Cost - RU7 CSL 2","$",{"$f":"E205+1","v":46},2,7,null,10000,254.3116,239.9665,2492.9924999999998,370.90980000000002,244.68049999999999,249.7954,254.3098,261.12029999999999,1421.8294000000001,1]
["LCC and Payback","T47","Oper. Cost - RU7 CSL 3","$",47,3,7,null,10000,263.12490000000003,249.19059999999999,2494.3114999999998,379.51650000000001,253.77250000000001,258.65940000000001,263.12490000000003,270.10669999999999,1427.3662999999999,1]
["LCC and Payback","T48","Oper. Cost - RU7 CSL 4","$",48,4,7,null,10000,263.12490000000003,249.19059999999999,2494.3114999999998,379.51650000000001,253.77250000000001,258.65940000000001,263.12490000000003,270.10669999999999,1427.3662999999999,1]
["LCC and Payback","T50","Oper. Cost - RU8 CSL 0","$",50,0,8,null,10000,480.81529999999998,403.7835,46442.569100000001,8049.9255999999996,421.54590000000002,442.29230000000001,480.81529999999998,18015.960899999998,33414.170400000003,1]
["LCC and Payback","T51","Oper. Cost - RU8 CSL 1","$",{"$f":"E209+1","v":51},1,8,null,10000,512.34109999999998,438.83139999999997,45821.478999999999,7937.2489999999998,454.62470000000002,473.37549999999999,512.34109999999998,17601.493600000002,32960.280599999998,1]
["LCC and Payback","T52","Oper. Cost - RU8 CSL 2","$",{"$f":"E210+1","v":52},2,8,null,10000,531.50729999999999,456.36930000000001,45657.163200000003,7927.3172000000004,473.34609999999998,493.34730000000002,531.50729999999999,17554.1888,32848.298699999999,1]
["LCC and Payback","T53","Oper. Cost - RU8 CSL 3","$",{"$f":"E211+1","v":53},3,8,null,10000,545.94669999999996,473.90609999999998,45499.720300000001,7923.9935999999998,489.46230000000003,508.26479999999998,545.89179999999999,17552.5949,32748.767,1]
["LCC and Payback","T54","Oper. Cost - RU8 CSL 4","$",{"$f":"E212+1","v":54},4,8,null,10000,564.29759999999999,491.44490000000002,45383.436500000003,7920.4494999999997,507.29160000000002,526.63750000000005,564.29759999999999,17520.538199999999,32670.625499999998,1]
["LCC and Payback",{"$f":"\"V\" &E214","v":"V7"},{"$f":"\"Life Cycle Cost - RU\" &G214 & \" CSL \" &F214","v":"Life Cycle Cost - RU1 CSL 0"},"$",7,0,1,null,10000,5685.7945,585.83870000000002,19851.9483,5926.1836000000003,1664.3485000000001,3662.5196000000001,5685.1616999999997,7923.3831,10948.912200000001,1]
["LCC and Payback",{"$f":"\"V\" &E215","v":"V8"},{"$f":"\"Life Cycle Cost - RU\" &G215 & \" CSL \" &F215","v":"Life Cycle Cost - RU1 CSL 1"},"$",{"$f":"E214+1","v":8},1,1,null,10000,5425.6845999999996,582.53340000000003,18764.488099999999,5649.0118000000002,1577.9346,3516.8465000000001,5425.5920999999998,7542.2808000000005,10386.0987,1]
["LCC and Payback","V9","Life Cycle Cost - RU1 CSL 2","$",{"$f":"E215+1","v":9},2,1,null,10000,5425.6584999999995,637.48059999999998,18428.1054,5630.6318000000001,1625.3646000000001,3543.9884999999999,5425.2058999999999,7479.7534999999998,10268.5548,1]
["LCC and Payback","V10","Life Cycle Cost - RU1 CSL 3","$",10,3,1,null,10000,5399.4862999999996,645.89909999999998,18305.961800000001,5608.1295,1627.6126999999999,3531.2512999999999,5399.4804999999997,7451.2628000000004,10217.8539,1]
["LCC and Payback","V11","Life Cycle Cost - RU1 CSL 4","$",{"$f":"E217+1","v":11},4,1,null,10000,5634.0046000000002,857.30870000000004,18399.778300000002,5831.0643,1866.8532,3773.1938,5632.9372999999996,7663.1280999999999,10390.636200000001,1]
["LCC and Payback",{"$f":"\"V\" &E219","v":"V12"},{"$f":"\"Life Cycle Cost - RU\" &G219 & \" CSL \" &F219","v":"Life Cycle Cost - RU1 CSL 5"},"$",12,5,1,null,10000,5680.7965000000004,933.19650000000001,18355.435000000001,5883.1623,1942.8407999999999,3840.3816999999999,5680.2889999999998,7703.2537000000002,10399.395399999999,1]
["LCC and Payback","V14","Life Cycle Cost - RU2 CSL 0","$",14,0,2,null,10000,38728.170899999997,2009.4898000000001,193695.50450000001,44182.211300000003,8149.6138000000001,23936.513999999999,38723.1567,60169.136500000001,96498.574399999998,1]
["LCC and Payback","V15","Life Cycle Cost - RU2 CSL 1","$",{"$f":"E220+1","v":15},1,2,null,10000,38078.586000000003,2359.6966000000002,188156.49960000001,43375.958299999998,8348.6607000000004,23671.763900000002,38077.986599999997,58951.3747,94107.912200000006,1]
["LCC and Payback","V16","Life Cycle Cost - RU2 CSL 2","$",{"$f":"E221+1","v":16},2,2,null,10000,37746.6682,2579.0146,186039.9216,43035.391100000001,8444.4647000000004,23515.894100000001,37746.085700000003,58411.103900000002,93184.717300000004,1]
["LCC and Payback","V17","Life Cycle Cost - RU2 CSL 3","$",{"$f":"E222+1","v":17},3,2,null,10000,37404.484199999999,2553.9987999999998,185027.26,42666.417099999999,8347.8431999999993,23225.7124,37395.572399999997,57857.9427,92589.776500000007,1]
["LCC and Payback","V18","Life Cycle Cost - RU2 CSL 4","$",{"$f":"E223+1","v":18},4,2,null,10000,38486.4588,3568.7961,185471.717,43735.311800000003,9466.3775999999998,24354.432799999999,38483.7402,58951.797500000001,93376.220700000005,1]
["LCC and Payback","V19","Life Cycle Cost - RU2 CSL 5","$",{"$f":"E224+1","v":19},5,2,null,10000,38486.4588,3568.7961,185471.717,43735.311800000003,9466.3775999999998,24354.432799999999,38483.7402,58951.797500000001,93376.220700000005,1]
["LCC and Payback","V21","Life Cycle Cost - RU3 CSL 0","$",21,0,3,null,10000,113498.4397,4229.3836000000001,442796.12099999998,124170.4372,26240.105,69957.556700000001,113495.1722,169874.87469999999,254470.09289999999,1]
["LCC and Payback","V22","Life Cycle Cost - RU3 CSL 1","$",{"$f":"E226+1","v":22},1,3,null,10000,112904.5016,4437.9418999999998,438201.10869999998,123347.9391,26391.347399999999,69644.315700000006,112901.49559999999,168595.96770000001,252145.56899999999,1]
["LCC and Payback","V23","Life Cycle Cost - RU3 CSL 2","$",{"$f":"E227+1","v":23},2,3,null,10000,110893.3048,4456.857,432653.8273,121510.2687,25760.689200000001,68506.449900000007,110883.82060000001,166120.49160000001,249091.77040000001,1]
["LCC and Payback","V24","Life Cycle Cost - RU3 CSL 3","$",24,3,3,null,10000,111017.27099999999,4815.6192000000001,431427.05379999999,121589.91989999999,26262.5808,68758.056100000002,111015.9872,166082.932,248760.6453,1]
["LCC and Payback","V25","Life Cycle Cost - RU3 CSL 4","$",25,4,3,null,10000,112160.4638,5681.1135000000004,431035.10100000002,122598.23020000001,27370.187600000001,69923.583899999998,112148.82399999999,167048.40729999999,249219.57130000001,1]
["LCC and Payback","V26","Life Cycle Cost - RU3 CSL 5","$",26,5,3,null,10000,112486.5496,6109.5873000000001,430383.2623,122905.2365,27917.350200000001,70340.093500000003,112466.912,167213.26509999999,249152.96290000001,1]
["LCC and Payback","V28","Life Cycle Cost - RU4 CSL 0","$",28,0,4,null,10000,5572.4218000000001,565.37840000000006,18775.934600000001,5806.8333000000002,1694.3669,3573.0178000000001,5571.5968000000003,7768.7097000000003,10650.884599999999,1]
["LCC and Payback","V29","Life Cycle Cost - RU4 CSL 1","$",{"$f":"E232+1","v":29},1,4,null,10000,5550.402,604.01790000000005,18429.119699999999,5770.5281000000004,1732.1416999999999,3587.1631000000002,5550.3126000000002,7694.0028000000002,10514.5182,1]
["LCC and Payback","V30","Life Cycle Cost - RU4 CSL 2","$",{"$f":"E233+1","v":30},2,4,null,10000,5792.6140999999998,816.48130000000003,18561.705999999998,6007.3031000000001,1990.4014,3837.7321000000002,5792.2776999999996,7915.0986000000003,10728.940500000001,1]
["LCC and Payback","V31","Life Cycle Cost - RU4 CSL 3","$",31,3,4,null,10000,5797.6439,856.97450000000003,18460.846300000001,6011.1143000000002,2026.9546,3851.1849999999999,5797.6305000000002,7908.5136000000002,10695.3994,1]
["LCC and Payback","V33","Life Cycle Cost - RU5 CSL 0","$",33,0,5,null,10000,61310.833400000003,3528.4404,265451.53710000002,69418.983300000007,12866.8824,36619.1993,61302.568700000003,97087.453699999998,150408.98730000001,1]
["LCC and Payback","V34","Life Cycle Cost - RU5 CSL 1","$",{"$f":"E236+1","v":34},1,5,null,10000,61109.014799999997,3888.8600999999999,262941.1053,69097.553700000004,13102.5797,36589.700799999999,61106.307699999998,96576.481199999995,149296.55600000001,1]
["LCC and Payback","V35","Life Cycle Cost - RU5 CSL 2","$",{"$f":"E237+1","v":35},2,5,null,10000,61364.366600000001,4375.0837000000001,262439.90130000003,69328.699800000002,13537.5293,36928.368300000002,61347.765899999999,96678.394799999995,149149.94450000001,1]
["LCC and Payback","V36","Life Cycle Cost - RU5 CSL 3","$",36,3,5,null,10000,61158.994299999998,4596.3505999999998,261409.8965,69104.496299999999,13643.9962,36862.8177,61153.054499999998,96354.044200000004,148508.31880000001,1]
["LCC and Payback","V38","Life Cycle Cost - RU6 CSL 0","$",38,0,6,null,10000,600.91120000000001,410.78309999999999,869.72289999999998,632.12519999999995,548.71849999999995,579.54129999999998,600.91010000000006,642.69280000000003,795.90809999999999,1]
["LCC and Payback","V39","Life Cycle Cost - RU6 CSL 1","$",{"$f":"E240+1","v":39},1,6,null,10000,664.75149999999996,459.88350000000003,946.41079999999999,696.83579999999995,605.76530000000002,641.11329999999998,664.75149999999996,707.65710000000001,870.19770000000005,1]
["LCC and Payback","V40","Life Cycle Cost - RU6 CSL 2","$",{"$f":"E241+1","v":40},2,6,null,10000,672.74149999999997,469.0224,949.9221,705.65350000000001,614.46040000000005,650.54780000000005,672.73879999999997,713.41819999999996,881.15689999999995,1]
["LCC and Payback","V41","Life Cycle Cost - RU6 CSL 3","$",41,3,6,null,10000,913.75739999999996,648.09789999999998,1235.2330999999999,949.38379999999995,825.98299999999995,881.49009999999998,913.75260000000003,955.26840000000004,1169.0954999999999,1]
["LCC and Payback","V42","Life Cycle Cost - RU6 CSL 4","$",42,4,6,null,10000,1002.1405,712.86519999999996,1341.7148,1038.3130000000001,902.87630000000001,960.6232,1002.1386,1043.6241,1274.21,1]
["LCC and Payback","V44","Life Cycle Cost - RU7 CSL 0","$",44,0,7,null,10000,2119.7118,1433.7963,39420.551299999999,3868.6060000000002,1902.4685999999999,2017.6787999999999,2119.6967,2637.2991000000002,18414.6381,1]
["LCC and Payback","V45","Life Cycle Cost - RU7 CSL 1","$",{"$f":"E245+1","v":45},1,7,null,10000,2402.2233999999999,1660.8251,39223.505899999996,4130.5255999999999,2160.8692999999998,2295.1714000000002,2402.1952000000001,2965.5891999999999,18494.0553,1]
["LCC and Payback","V46","Life Cycle Cost - RU7 CSL 2","$",{"$f":"E246+1","v":46},2,7,null,10000,2409.5194999999999,1667.3289,39028.805,4123.5968000000003,2167.2759999999998,2301.7926000000002,2409.4807999999998,2975.5133999999998,18366.883999999998,1]
["LCC and Payback","V47","Life Cycle Cost - RU7 CSL 3","$",47,3,7,null,10000,3570.9492,2534.1037999999999,40236.7955,5294.5164000000004,3187.5616,3439.5432000000001,3570.902,4347.4768000000004,19435.650300000001,1]
["LCC and Payback","V48","Life Cycle Cost - RU7 CSL 4","$",48,4,7,null,10000,3570.9492,2534.1037999999999,40236.7955,5294.5164000000004,3187.5616,3439.5432000000001,3570.902,4347.4768000000004,19435.650300000001,1]
["LCC and Payback","V50","Life Cycle Cost - RU8 CSL 0","$",50,0,8,null,10000,5019.8428000000004,2811.7563,771711.74710000004,110032.1084,3820.6927000000001,4233.6266999999998,5019.7745999999997,242108.93580000001,459687.71230000001,1]
["LCC and Payback","V51","Life Cycle Cost - RU8 CSL 1","$",{"$f":"E250+1","v":51},1,8,null,10000,5452.2397000000001,3157.4106000000002,761371.76370000001,108445.323,4219.8240999999998,4624.6085999999996,5451.9992000000002,236753.6372,453482.60230000003,1]
["LCC and Payback","V52","Life Cycle Cost - RU8 CSL 2","$",{"$f":"E251+1","v":52},2,8,null,10000,5971.7119000000002,3504.5055000000002,758879.67630000005,108543.7686,4667.9294,5118.0897999999997,5970.8917000000001,236301.70439999999,452150.19530000002,1]
["LCC and Payback","V53","Life Cycle Cost - RU8 CSL 3","$",{"$f":"E252+1","v":53},3,8,null,10000,7214.3175000000001,4442.5298000000003,757437.23730000004,109522.08349999999,5747.5219999999999,6311.5541999999996,7214.2039999999997,237399.06359999999,451669.83049999998,1]
["LCC and Payback","V54","Life Cycle Cost - RU8 CSL 4","$",{"$f":"E253+1","v":54},4,8,null,10000,7823.4696000000004,4885.1747999999998,755880.75950000004,109825.5742,6273.6019999999999,6900.8366999999998,7822.9800999999998,237379.58189999999,450924.61060000001,1]
["LCC and Payback",{"$f":"\"W\" &E255","v":"W8"},{"$f":"\"LCC Savings - RU\" &G255 & \" CSL \" &F255","v":"LCC Savings - RU1 CSL 1"},"$",8,1,1,null,10000,0,-60.829099999999997,925.97209999999995,16.411000000000001,0,0,0,0,125.3571,1]
["LCC and Payback",{"$f":"\"W\" &E256","v":"W9"},{"$f":"\"LCC Savings - RU\" &G256 & \" CSL \" &F256","v":"LCC Savings - RU1 CSL 2"},"$",{"$f":"E255+1","v":9},2,1,null,10000,0,-175.0959,1202.9000000000001,24.955100000000002,-47.812899999999999,0,0,6.3932000000000002,166.6174,1]
["LCC and Payback","W10","LCC Savings - RU1 CSL 3","$",{"$f":"E256+1","v":10},3,1,null,10000,21.311699999999998,-212.6772,1307.5079000000001,44.921500000000002,-47.649900000000002,0,21.309200000000001,49.631,215.1696,1]
["LCC and Payback","W11","LCC Savings - RU1 CSL 4","$",{"$f":"E257+1","v":11},4,1,null,10000,-196.39080000000001,-525.20529999999997,1193.1351999999999,-168.53649999999999,-308.82310000000001,-240.8792,-196.39859999999999,-130.20089999999999,34.390900000000002,1]
["LCC and Payback",{"$f":"\"W\" &E259","v":"W12"},{"$f":"\"LCC Savings - RU\" &G259 & \" CSL \" &F259","v":"LCC Savings - RU1 CSL 5"},"$",12,5,1,null,10000,-244.63929999999999,-667.21749999999997,1217.2951,-220.00020000000001,-398.22669999999999,-306.92829999999998,-244.6566,-162.89920000000001,11.1221,1]
["LCC and Payback","W15","LCC Savings - RU2 CSL 1","$",15,1,2,null,10000,0,-500.70389999999998,4427.5953,45.134900000000002,0,0,0,0,0,1]
["LCC and Payback","W16","LCC Savings - RU2 CSL 2","$",{"$f":"E260+1","v":16},2,2,null,10000,0,-805.0761,6252.4944999999998,177.0891,-31.9313,0,0,202.11920000000001,907.85329999999999,1]
["LCC and Payback","W17","LCC Savings - RU2 CSL 3","$",{"$f":"E261+1","v":17},3,2,null,10000,385.9631,-780.00160000000005,7315.0138999999999,510.94830000000002,0,185.63919999999999,385.92239999999998,664.59770000000003,1524.6585,1]
["LCC and Payback","W18","LCC Savings - RU2 CSL 4","$",{"$f":"E262+1","v":18},4,2,null,10000,-676.62149999999997,-2170.2098999999998,6464.0608000000002,-557.94640000000004,-1276.6623999999999,-940.67470000000003,-676.6277,-341.2663,547.65930000000003,1]
["LCC and Payback","W19","LCC Savings - RU2 CSL 5","$",19,5,2,null,10000,-676.62149999999997,-2170.2098999999998,6464.0608000000002,-557.94640000000004,-1276.6623999999999,-940.67470000000003,-676.6277,-341.2663,547.65930000000003,1]
["LCC and Payback","W22","LCC Savings - RU3 CSL 1","$",22,1,3,null,10000,0,-709.04740000000004,3239.8283000000001,40.335799999999999,0,0,0,0,0,1]
["LCC and Payback","W23","LCC Savings - RU3 CSL 2","$",{"$f":"E265+1","v":23},2,3,null,10000,0,-1194.3208,8037.5469999999996,662.72850000000005,0,0,0,1153.4051999999999,3108.5345000000002,1]
["LCC and Payback","W24","LCC Savings - RU3 CSL 3","$",{"$f":"E266+1","v":24},3,3,null,10000,0,-1893.518,8789.5172000000002,596.78679999999997,-412.05110000000002,-133.75110000000001,0,942.5575,3264.6907000000001,1]
["LCC and Payback","W25","LCC Savings - RU3 CSL 4","$",{"$f":"E267+1","v":25},4,3,null,10000,-790.04780000000005,-3449.2930000000001,8554.5116999999991,-340.1694,-1730.5021999999999,-1270.4476,-790.14930000000004,78.891300000000001,2433.5830999999998,1]
["LCC and Payback","W26","LCC Savings - RU3 CSL 5","$",26,5,3,null,10000,-1031.4072000000001,-4267.3791000000001,8858.1929999999993,-639.31659999999999,-2280.0387999999998,-1670.1541,-1031.625,0,2344.7636000000002,1]
["LCC and Payback","W29","LCC Savings - RU4 CSL 1","$",29,1,4,null,10000,14.7357,-129.36689999999999,346.81490000000002,33.624400000000001,-46.124099999999999,-8.4251000000000005,14.710599999999999,72.83,149.7816,1]
["LCC and Payback","W30","LCC Savings - RU4 CSL 2","$",{"$f":"E270+1","v":30},2,4,null,10000,-215.44810000000001,-456.51159999999999,232.56100000000001,-203.1506,-327.5763,-262.91250000000002,-215.4504,-148.86330000000001,-41.887999999999998,1]
["LCC and Payback","W31","LCC Savings - RU4 CSL 3","$",{"$f":"E271+1","v":31},3,4,null,10000,-217.71039999999999,-552.96280000000002,330.21010000000001,-206.96190000000001,-373.78210000000001,-282.18650000000002,-217.73079999999999,-138.3116,-8.5466999999999995,1]
["LCC and Payback","W34","LCC Savings - RU5 CSL 1","$",34,1,5,null,10000,77.672300000000007,-499.87970000000001,2456.0302000000001,236.3854,-266.2561,0,77.629300000000001,444.82069999999999,1047.0345,1]
["LCC and Payback","W35","LCC Savings - RU5 CSL 2","$",{"$f":"E273+1","v":35},2,5,null,10000,-120.6711,-1117.8920000000001,3013.4558000000002,5.2393000000000001,-722.41039999999998,-347.29039999999998,-120.67270000000001,272.29539999999997,1073.9331999999999,1]
["LCC and Payback","W36","LCC Savings - RU5 CSL 3","$",{"$f":"E274+1","v":36},3,5,null,10000,138.00470000000001,-1484.3504,4100.2605999999996,229.4427,-873.32270000000005,-294.52569999999997,137.8314,658.65719999999999,1654.4084,1]
["LCC and Payback","W39","LCC Savings - RU6 CSL 1","$",39,1,6,null,10000,-64.012299999999996,-80.654899999999998,0,-61.539099999999998,-75.034999999999997,-66.7166,-64.0124,-59.132300000000001,-49.100299999999997,1]
["LCC and Payback","W40","LCC Savings - RU6 CSL 2","$",{"$f":"E276+1","v":40},2,6,null,10000,-72.892600000000002,-89.355099999999993,2.2688999999999999,-70.356800000000007,-87.290099999999995,-75.472499999999997,-72.893100000000004,-65.638499999999993,-52.444800000000001,1]
["LCC and Payback","W41","LCC Savings - RU6 CSL 3","$",{"$f":"E277+1","v":41},3,6,null,10000,-315.32369999999997,-377.96940000000001,-180.6551,-314.08710000000002,-375.58049999999997,-318.37360000000001,-315.32380000000001,-277.45280000000002,-253.95050000000001,1]
["LCC and Payback","W42","LCC Savings - RU6 CSL 4","$",{"$f":"E278+1","v":42},4,6,null,10000,-403.8399,-483.11160000000001,-245.68680000000001,-403.0163,-480.67779999999999,-406.68,-403.84,-354.2681,-340.70429999999999,1]
["LCC and Payback","W45","LCC Savings - RU7 CSL 1","$",45,1,7,null,10000,-282.81020000000001,-334.00389999999999,190.52080000000001,-213.1146,-331.76749999999998,-287.73379999999997,-282.82569999999998,-91.370800000000003,0,1]
["LCC and Payback","W46","LCC Savings - RU7 CSL 2","$",{"$f":"E280+1","v":46},2,7,null,10000,-281.68560000000002,-351.62779999999998,409.98910000000001,-207.11269999999999,-345.29640000000001,-298.63959999999997,-281.68990000000002,-11.894299999999999,90.412000000000006,1]
["LCC and Payback","W47","LCC Savings - RU7 CSL 3","$",{"$f":"E281+1","v":47},3,7,null,10000,-1443.3068000000001,-1763.7592,-428.83920000000001,-1378.0324000000001,-1736.0062,-1472.7322999999999,-1443.3226999999999,-1262.2623000000001,-1002.0275,1]
["LCC and Payback","W48","LCC Savings - RU7 CSL 4","$",{"$f":"E282+1","v":48},4,7,null,10000,-1443.3068000000001,-1763.7592,-428.83920000000001,-1378.0324000000001,-1736.0062,-1472.7322999999999,-1443.3226999999999,-1262.2623000000001,-1002.0275,1]
["LCC and Payback","W51","LCC Savings - RU8 CSL 1","$",51,1,8,null,10000,-341.7362,-544.34500000000003,11102.558499999999,1274.2163,-499.62470000000002,-414.99250000000001,-341.73739999999998,3465.6417999999999,7029.6821,1]
["LCC and Payback","W52","LCC Savings - RU8 CSL 2","$",{"$f":"E284+1","v":52},2,8,null,10000,-790.79240000000004,-1114.5731000000001,13222.376200000001,1192.8552,-1094.4275,-917.72619999999995,-790.79330000000004,3613.4539,8131.5290999999997,1]
["LCC and Payback","W53","LCC Savings - RU8 CSL 3","$",{"$f":"E285+1","v":53},3,8,null,10000,-1860.0719999999999,-2605.8593999999998,14448.7593,214.5403,-2562.5749000000001,-2155.5972000000002,-1860.2157999999999,2569.7240999999999,8038.1172999999999,1]
["LCC and Payback","W54","LCC Savings - RU8 CSL 4","$",{"$f":"E286+1","v":54},4,8,null,10000,-2389.0034000000001,-3340.0776999999998,16092.888000000001,-88.950400000000002,-3271.1545000000001,-2757.5297999999998,-2389.0522000000001,2478.8407000000002,8632.5995000000003,1]
["LCC and Payback",{"$f":"\"Y\" &E288","v":"Y8"},{"$f":"\"Oper. Cost Saving - RU\" &G288 & \" CSL \" &F288","v":"Oper. Cost Saving - RU1 CSL 1"},"$",8,1,1,null,10000,0,-12.468,165.11160000000001,2.2930000000000001,0,0,0,0,2.7328000000000001,1]
["LCC and Payback",{"$f":"\"Y\" &E289","v":"Y9"},{"$f":"\"Oper. Cost Saving - RU\" &G289 & \" CSL \" &F289","v":"Oper. Cost Saving - RU1 CSL 2"},"$",{"$f":"E288+1","v":9},2,1,null,10000,0,-21.275600000000001,219.3579,5.2622999999999998,-6.4641999999999999,0,0,1.6236999999999999,36.566600000000001,1]
["LCC and Payback","Y10","Oper. Cost Saving - RU1 CSL 3","$",{"$f":"E289+1","v":10},3,1,null,10000,0.89610000000000001,-25.574200000000001,235.96960000000001,7.4158999999999997,-8.4629999999999992,-1.0835999999999999,0.89439999999999997,8.4859000000000009,44.481299999999997,1]
["LCC and Payback","Y11","Oper. Cost Saving - RU1 CSL 4","$",{"$f":"E290+1","v":11},4,1,null,10000,0,-30.040199999999999,252.7594,7.2957999999999998,-12.4435,-4.4366000000000003,0,9.8884000000000007,50.1402,1]
["LCC and Payback",{"$f":"\"Y\" &E292","v":"Y12"},{"$f":"\"Oper. Cost Saving - RU\" &G292 & \" CSL \" &F292","v":"Oper. Cost Saving - RU1 CSL 5"},"$",12,5,1,null,10000,1.7074,-34.351799999999997,270.7303,9.8150999999999993,-14.863099999999999,-5.6935000000000002,1.7068000000000001,15.136900000000001,59.928199999999997,1]
["LCC and Payback","Y15","Oper. Cost Saving - RU2 CSL 1","$",15,1,2,null,10000,0,-23.547499999999999,595.29010000000005,7.4069000000000003,0,0,0,0,16.1877,1]
["LCC and Payback","Y16","Oper. Cost Saving - RU2 CSL 2","$",{"$f":"E293+1","v":16},2,2,null,10000,0,-39.133200000000002,828.83640000000003,31.919599999999999,0,0,0,40.215299999999999,153.96549999999999,1]
["LCC and Payback","Y17","Oper. Cost Saving - RU2 CSL 3","$",{"$f":"E294+1","v":17},3,2,null,10000,40.874200000000002,-46.287500000000001,927.1078,67.824399999999997,-1.3051999999999999,18.1814,40.8566,86.856399999999994,234.8158,1]
["LCC and Payback","Y18","Oper. Cost Saving - RU2 CSL 4","$",{"$f":"E295+1","v":18},4,2,null,10000,45.145400000000002,-54.683599999999998,994.86980000000005,74.052700000000002,-7.9320000000000004,18.835100000000001,45.1419,100.4598,255.23480000000001,1]
["LCC and Payback","Y19","Oper. Cost Saving - RU2 CSL 5","$",19,5,2,null,10000,45.145400000000002,-54.683599999999998,994.86980000000005,74.052700000000002,-7.9320000000000004,18.835100000000001,45.1419,100.4598,255.23480000000001,1]
["LCC and Payback","Y22","Oper. Cost Saving - RU3 CSL 1","$",22,1,3,null,10000,0,-47.427,510.8723,6.9221000000000004,0,0,0,0,0,1]
["LCC and Payback","Y23","Oper. Cost Saving - RU3 CSL 2","$",{"$f":"E298+1","v":23},2,3,null,10000,0,-74.4923,1143.3774000000001,109.0304,0,0,0,163.23519999999999,495.14769999999999,1]
["LCC and Payback","Y24","Oper. Cost Saving - RU3 CSL 3","$",{"$f":"E299+1","v":24},3,3,null,10000,53.951500000000003,-90.224100000000007,1321.3782000000001,146.79560000000001,-3.2227999999999999,2.7681,53.951500000000003,178.0008,587.87990000000002,1]
["LCC and Payback","Y25","Oper. Cost Saving - RU3 CSL 4","$",{"$f":"E300+1","v":25},4,3,null,10000,76.051500000000004,-106.4821,1494.4181000000001,170.51429999999999,-12.344799999999999,12.5501,76.008899999999997,233.9468,657.60640000000001,1]
["LCC and Payback","Y26","Oper. Cost Saving - RU3 CSL 5","$",26,5,3,null,10000,108.3665,-122.68729999999999,1621.1207999999999,199.71960000000001,-19.476900000000001,27.9391,108.3665,286.37990000000002,719.45349999999996,1]
["LCC and Payback","Y29","Oper. Cost Saving - RU4 CSL 1","$",29,1,4,null,10000,5.6154000000000002,-6.5312999999999999,70.733400000000003,9.5566999999999993,-3.6360000000000001,0,5.6140999999999996,14.3779,39.379300000000001,1]
["LCC and Payback","Y30","Oper. Cost Saving - RU4 CSL 2","$",{"$f":"E303+1","v":30},2,4,null,10000,7.4435000000000002,-8.7643000000000004,92.507099999999994,12.087400000000001,-6.3453999999999997,-0.74529999999999996,7.4386999999999999,18.2728,52.224499999999999,1]
["LCC and Payback","Y31","Oper. Cost Saving - RU4 CSL 3","$",{"$f":"E304+1","v":31},3,4,null,10000,12.038600000000001,-12.778499999999999,118.2535,17.566700000000001,-8.8331999999999997,0.40699999999999997,12.037000000000001,25.8672,69.080399999999997,1]
["LCC and Payback","Y34","Oper. Cost Saving - RU5 CSL 1","$",34,1,5,null,10000,39.949199999999998,-16.8446,362.45299999999997,56.348799999999997,0,0,39.949199999999998,85.956699999999998,190.1584,1]
["LCC and Payback","Y35","Oper. Cost Saving - RU5 CSL 2","$",{"$f":"E306+1","v":35},2,5,null,10000,54.223599999999998,-28.306999999999999,484.7473,78.762600000000006,-8.0526,18.404800000000002,54.222200000000001,112.1893,258.33929999999998,1]
["LCC and Payback","Y36","Oper. Cost Saving - RU5 CSL 3","$",{"$f":"E307+1","v":36},3,5,null,10000,99.471500000000006,-33.582599999999999,644.49040000000002,129.614,-8.4842999999999993,49.545299999999997,99.453999999999994,177.57230000000001,384.69319999999999,1]
["LCC and Payback","Y39","Oper. Cost Saving - RU6 CSL 1","$",39,1,6,null,10000,-9.0876000000000001,-9.4033999999999995,0,-8.6501000000000001,-9.2871000000000006,-9.1654,-9.0876000000000001,-9.0160999999999998,-8.6128,1]
["LCC and Payback","Y40","Oper. Cost Saving - RU6 CSL 2","$",{"$f":"E309+1","v":40},2,6,null,10000,-13.1911,-13.4293,-3.5495999999999999,-12.7423,-13.3902,-13.2684,-13.1911,-13.1031,-12.6792,1]
["LCC and Payback","Y41","Oper. Cost Saving - RU6 CSL 3","$",{"$f":"E310+1","v":41},3,6,null,10000,-17.624199999999998,-17.906099999999999,-7.9207999999999998,-17.174199999999999,-17.861899999999999,-17.717700000000001,-17.624199999999998,-17.515999999999998,-17.1006,1]
["LCC and Payback","Y42","Oper. Cost Saving - RU6 CSL 4","$",{"$f":"E311+1","v":42},4,6,null,10000,-22.106000000000002,-22.382200000000001,-12.420500000000001,-21.6572,-22.323699999999999,-22.194600000000001,-22.106000000000002,-22.007300000000001,-21.546199999999999,1]
["LCC and Payback","Y45","Oper. Cost Saving - RU7 CSL 1","$",45,1,7,null,10000,-18.178100000000001,-18.443300000000001,11.324999999999999,-13.3253,-18.357900000000001,-18.269600000000001,-18.178100000000001,-2.7482000000000002,0,1]
["LCC and Payback","Y46","Oper. Cost Saving - RU7 CSL 2","$",{"$f":"E313+1","v":46},2,7,null,10000,-27.121200000000002,-27.9053,14.773400000000001,-20.197199999999999,-27.6511,-27.421800000000001,-27.121200000000002,-9.1614000000000004,1.2667999999999999,1]
["LCC and Payback","Y47","Oper. Cost Saving - RU7 CSL 3","$",{"$f":"E314+1","v":47},3,7,null,10000,-35.732399999999998,-38.572499999999998,13.968500000000001,-28.803899999999999,-37.427900000000001,-36.503900000000002,-35.732500000000002,-18.352399999999999,-4.5308999999999999,1]
["LCC and Payback","Y48","Oper. Cost Saving - RU7 CSL 4","$",{"$f":"E315+1","v":48},4,7,null,10000,-35.732399999999998,-38.572499999999998,13.968500000000001,-28.803899999999999,-37.427900000000001,-36.503900000000002,-35.732500000000002,-18.352399999999999,-4.5308999999999999,1]
["LCC and Payback","Y51","Oper. Cost Saving - RU8 CSL 1","$",51,1,8,null,10000,-29.0093,-35.048999999999999,621.09010000000001,90.189700000000002,-33.716000000000001,-31.610199999999999,-29.013100000000001,294.58550000000002,481.50920000000002,1]
["LCC and Payback","Y52","Oper. Cost Saving - RU8 CSL 2","$",{"$f":"E317+1","v":52},2,8,null,10000,-49.769300000000001,-52.585900000000002,785.40589999999997,98.314499999999995,-51.906599999999997,-50.9955,-49.769300000000001,315.71230000000003,579.4298,1]
["LCC and Payback","Y53","Oper. Cost Saving - RU8 CSL 3","$",{"$f":"E318+1","v":53},3,8,null,10000,-62.9739,-70.122600000000006,942.84879999999998,101.63809999999999,-69.357200000000006,-66.787400000000005,-62.9739,314.87180000000001,662.98649999999998,1]
["LCC and Payback","Y54","Oper. Cost Saving - RU8 CSL 4","$",{"$f":"E319+1","v":54},4,8,null,10000,-81.120199999999997,-90.5244,1062.0908999999999,105.18219999999999,-87.488799999999998,-84.897999999999996,-81.121600000000001,328.65359999999998,729.75480000000005,1]
["LCC and Payback",{"$f":"\"Z\" &E321","v":"Z8"},{"$f":"\"Payback Period - RU\" &G321 & \" CSL \" &F321","v":"Payback Period - RU1 CSL 1"},"yr",8,1,1,null,514,0.12395508846540906,2.2444099135393764E-2,51.965930907222145,0.44456006626166417,3.1961466333948002E-2,6.6591390010830004E-2,0.12344863729455501,0.26284751769303999,1.1135557990948479,5.1400000000000001E-2]
["LCC and Payback",{"$f":"\"Z\" &E322","v":"Z9"},{"$f":"\"Payback Period - RU\" &G322 & \" CSL \" &F322","v":"Payback Period - RU1 CSL 2"},"yr",{"$f":"E321+1","v":9},2,1,null,2761,5.1398934889117687,0.27205033718896737,19483.8460199935,33.662473079895221,0.90220490612230198,2.2654020404982962,5.1384527660666643,13.248050923767671,69.221262232868426,0.27610000000000001]
["LCC and Payback","Z10","Payback Period - RU1 CSL 3","yr",{"$f":"E322+1","v":10},3,1,null,5602,4.6581807930813923,0.30227612824450018,83073.432992352085,58.952462030969812,1.016369428749502,2.0197201955292079,4.6577680248418796,11.099102348247227,70.365176826700335,0.56020000000000003]
["LCC and Payback","Z11","Payback Period - RU1 CSL 4","yr",{"$f":"E323+1","v":11},4,1,null,4900,28.192247268913178,1.1202910581775858,1164062.1886094944,361.38248945340041,4.2795819726629816,11.769864806165449,28.169729469554969,72.547943704006201,345.0975875796766,0.49]
["LCC and Payback",{"$f":"\"Z\" &E325","v":"Z12"},{"$f":"\"Payback Period - RU\" &G325 & \" CSL \" &F325","v":"Payback Period - RU1 CSL 5"},"yr",12,5,1,null,5495,26.942843317845785,1.3298616508356551,69137.189750137884,162.70932902678626,4.9337059196103326,11.851096800741399,26.942843317845785,63.293178505127678,356.91469403493966,0.54949999999999999]
["LCC and Payback","Z15","Payback Period - RU2 CSL 1","yr",15,1,2,null,521,3.5359453638050553,0.66687277555436963,2279.5763066655509,11.628845435760317,1.051593807808856,2.1570500207217149,3.5312875728026811,6.8656622843265058,21.204401949447551,5.21E-2]
["LCC and Payback","Z16","Payback Period - RU2 CSL 2","yr",{"$f":"E326+1","v":16},2,2,null,3603,5.2695752061863805,0.82859646017740285,10953.29782738239,14.564471164318695,1.6765890189197581,2.8705747186488848,5.2691102411767394,8.6866551765580056,31.575252898115185,0.36030000000000001]
["LCC and Payback","Z17","Payback Period - RU2 CSL 3","yr",{"$f":"E327+1","v":17},3,2,null,8502,0.73030594659088688,5.7514589921231533E-2,7155.2847739664412,6.0372799820611194,0.122037618522896,0.29651501489881699,0.73015725381204599,3.2249976906288338,9.5734348492668389,0.85019999999999996]
["LCC and Payback","Z18","Payback Period - RU2 CSL 4","yr",{"$f":"E328+1","v":18},4,2,null,8855,23.823561370269868,1.8732869802535435,118114.31252271212,107.59902694505998,5.7644440553404488,12.188776136231438,23.821442483809378,46.505818488276709,223.76910154971787,0.88549999999999995]
["LCC and Payback","Z19","Payback Period - RU2 CSL 5","yr",19,5,2,null,8855,23.823561370269868,1.8732869802535435,118114.31252271212,107.59902694505998,5.7644440553404488,12.188776136231438,23.821442483809378,46.505818488276709,223.76910154971787,0.88549999999999995]
["LCC and Payback","Z22","Payback Period - RU3 CSL 1","yr",22,1,3,null,473,2.9146426680374442,0.66333862280651912,4647.5581731558868,24.308097424591256,0.952794445581858,1.6102316512181081,2.9104928021672838,6.6239549246119536,32.368928486159867,4.7300000000000002E-2]
["LCC and Payback","Z23","Payback Period - RU3 CSL 2","yr",{"$f":"E331+1","v":23},2,3,null,3341,1.4941623895263598,0.60885517353280338,8231.1565274440491,6.5746072075983033,0.84175523896818505,1.0621121193851939,1.4939436593651461,3.141786209207444,8.9002923028378724,0.33410000000000001]
["LCC and Payback","Z24","Payback Period - RU3 CSL 3","yr",{"$f":"E332+1","v":24},3,3,null,7647,6.4533015180423652,0.87716951929340015,29059.68540046968,38.282561878510052,1.549333791372884,2.977530844998697,6.4480330840547104,13.777125654459281,68.948172966122442,0.76470000000000005]
["LCC and Payback","Z25","Payback Period - RU3 CSL 4","yr",{"$f":"E333+1","v":25},4,3,null,8068,15.501123051579565,1.5141491373572988,148095.94967937536,162.68664236768061,3.2023418838098499,6.6103383725877736,15.499661273067868,39.942045535429834,192.84413589802827,0.80679999999999996]
["LCC and Payback","Z26","Payback Period - RU3 CSL 5","yr",26,5,3,null,8598,15.96508829988317,1.7165384095086524,250979.00504527011,136.17639586630958,3.7324894365797592,7.4934176224949383,15.96491753445669,36.993562832359139,181.68937976381304,0.85980000000000001]
["LCC and Payback","Z29","Payback Period - RU4 CSL 1","yr",29,1,4,null,7062,4.5640781771286889,0.56578660021217497,13158.794232553895,29.684119866921229,0.99376803776120104,2.3704963836447819,4.5640781771286889,9.4195776899925185,67.013610465010345,0.70620000000000005]
["LCC and Payback","Z30","Payback Period - RU4 CSL 2","yr",{"$f":"E336+1","v":30},2,4,null,7174,25.004423297287534,3.0075968956427515,64483.815977803388,95.599685921762457,5.4372816654440328,13.269165791914247,25.003247016474354,54.858451530155314,296.10624963600225,0.71740000000000004]
["LCC and Payback","Z31","Payback Period - RU4 CSL 3","yr",{"$f":"E337+1","v":31},3,4,null,7625,20.199343941352499,2.7818355810160127,141170.63463769303,122.69715050382213,5.0252301173571388,11.468943397688122,20.199343941352499,45.008379416975885,299.17784175230588,0.76249999999999996]
["LCC and Payback","Z34","Payback Period - RU5 CSL 1","yr",34,1,5,null,6956,5.9395225245955263,1.0044697152284834,117375.64459324989,38.834962394520865,1.7660141033105481,3.5241151797466759,5.9349403936593044,10.254031627566862,42.791153291375686,0.6956]
["LCC and Payback","Z35","Payback Period - RU5 CSL 2","yr",{"$f":"E339+1","v":35},2,5,null,8988,12.696789750054684,1.6806391238579692,86340.69615293348,53.319561347016709,3.2374805035339498,6.895919049042142,12.696226284738621,24.281563189204046,104.80629301431392,0.89880000000000004]
["LCC and Payback","Z36","Payback Period - RU5 CSL 3","yr",{"$f":"E340+1","v":36},3,5,null,9250,9.7615201852081412,1.6439121301741009,12112.315870376839,25.235909422457915,2.904581881865429,5.7806855922300464,9.7615201852081412,16.033849828753908,67.196494687546604,0.92500000000000004]
["LCC and Payback","Z39","Payback Period - RU6 CSL 1","yr",39,1,6,null,0,"NA","NA","NA","NA","NA","NA","NA","NA","NA",0]
["LCC and Payback","Z40","Payback Period - RU6 CSL 2","yr",{"$f":"E342+1","v":40},2,6,null,0,"NA","NA","NA","NA","NA","NA","NA","NA","NA",0]
["LCC and Payback","Z41","Payback Period - RU6 CSL 3","yr",{"$f":"E343+1","v":41},3,6,null,0,"NA","NA","NA","NA","NA","NA","NA","NA","NA",0]
["LCC and Payback","Z42","Payback Period - RU6 CSL 4","yr",{"$f":"E344+1","v":42},4,6,null,0,"NA","NA","NA","NA","NA","NA","NA","NA","NA",0]
["LCC and Payback","Z45","Payback Period - RU7 CSL 1","yr",45,1,7,null,351,104.92247113354262,22.342520120743742,105353.94574256876,1578.9222909047614,33.656771094644256,63.256248189133871,104.60885759072964,216.94680606124319,1046.4211518111144,3.5099999999999999E-2]
["LCC and Payback","Z46","Payback Period - RU7 CSL 2","yr",{"$f":"E346+1","v":46},2,7,null,580,79.248907755885398,1.3964381983608594,220107.25037944785,923.40914004965396,7.040823360754227,43.383931969207048,79.174622065646886,138.10781783949221,479.76321437786061,5.8000000000000003E-2]
["LCC and Payback","Z47","Payback Period - RU7 CSL 3","yr",{"$f":"E347+1","v":47},3,7,null,198,433.62829619140177,86.586124284451486,116923.89109342467,3157.3728260519447,128.50323324270965,234.09472606883369,431.91868168940687,1393.5152253844633,7002.3820468426575,1.9800000000000002E-2]
["LCC and Payback","Z48","Payback Period - RU7 CSL 4","yr",{"$f":"E348+1","v":48},4,7,null,198,433.62829619140177,86.586124284451486,116923.89109342467,3157.3728260519447,128.50323324270965,234.09472606883369,431.91868168940687,1393.5152253844633,7002.3820468426575,1.9800000000000002E-2]
["LCC and Payback","Z51","Payback Period - RU8 CSL 1","yr",51,1,8,null,2527,1.0817422340188338,0.61183206862586914,1.8722040905294282,1.1275720652331851,0.78517531637429905,0.94271841986522598,1.0815530462016569,1.2791160190608579,1.6128393298813111,0.25269999999999998]
["LCC and Payback","Z52","Payback Period - RU8 CSL 2","yr",{"$f":"E350+1","v":52},2,8,null,2597,1.9120108368124011,0.9670554396573855,32.630217267306989,2.1354729001898418,1.3242713023369841,1.6241843260492841,1.911795090906854,2.2957812016318502,3.0682747951614751,0.25969999999999999]
["LCC and Payback","Z53","Payback Period - RU8 CSL 3","yr",{"$f":"E351+1","v":53},3,8,null,3092,4.4653379557756274,1.8870464795581672,4643.4301071424998,25.276055830596658,2.7716328505842891,3.6050783466445102,4.463851572153434,6.1216777174631014,57.44848643337555,0.30919999999999997]
["LCC and Payback","Z54","Payback Period - RU8 CSL 4","yr",{"$f":"E352+1","v":54},4,8,null,3153,5.276190459160528,2.1287609485313848,257.2015973466647,10.532167164221136,3.1828109650926741,4.1901852263777704,5.276190459160528,7.4262937780086862,40.514515406938905,0.31530000000000002]
["LCC and Payback",{"$f":"\"AA\" &E354","v":"AA7"},{"$f":"\"Annualized LCC - RU\" &G354 & \" CSL \" &F354","v":"Annualized LCC - RU1 CSL 0"},"$",7,0,1,null,10000,782.84100000000001,62.433399999999999,3692.0792999999999,971.79989999999998,175.81010000000001,430.99419999999998,782.78049999999996,1269.8273999999999,2525.4967999999999,1]
["LCC and Payback",{"$f":"\"AA\" &E355","v":"AA8"},{"$f":"\"Annualized LCC - RU\" &G355 & \" CSL \" &F355","v":"Annualized LCC - RU1 CSL 1"},"$",{"$f":"E354+1","v":8},1,1,null,10000,746.85140000000001,63.537199999999999,3491.6471999999999,925.49770000000001,170.96619999999999,411.85449999999997,746.81960000000004,1206.0818999999999,2398.0563999999999,1]
["LCC and Payback","AA9","Annualized LCC - RU1 CSL 2","$",{"$f":"E355+1","v":9},2,1,null,10000,745.51110000000006,68.954400000000007,3432.8555000000001,921.6395,175.63800000000001,414.8252,745.4701,1196.8547000000001,2373.3721,1]
["LCC and Payback","AA10","Annualized LCC - RU1 CSL 3","$",10,3,1,null,10000,742.40679999999998,70.025400000000005,3410.8116,917.75009999999997,175.62799999999999,414.03390000000002,742.30920000000003,1191.7265,2363.6068,1]
["LCC and Payback","AA11","Annualized LCC - RU1 CSL 4","$",{"$f":"E357+1","v":11},4,1,null,10000,770.49170000000004,86.906199999999998,3440.3243000000002,952.72460000000001,202.04490000000001,440.84160000000003,770.47720000000004,1234.1983,2421.9074999999998,1]
["LCC and Payback",{"$f":"\"AA\" &E359","v":"AA12"},{"$f":"\"Annualized LCC - RU\" &G359 & \" CSL \" &F359","v":"Annualized LCC - RU1 CSL 5"},"$",12,5,1,null,10000,777.30629999999996,93.305999999999997,3451.0282000000002,960.54259999999999,209.4511,448.10070000000002,777.22860000000003,1244.4579000000001,2433.0401000000002,1]
["LCC and Payback","AA14","Annualized LCC - RU2 CSL 0","$",14,0,2,null,10000,4315.0025999999998,205.6711,19925.623899999999,5261.2412999999997,880.02210000000002,2595.8699000000001,4314.4889000000003,6778.7674999999999,13209.823700000001,1]
["LCC and Payback","AA15","Annualized LCC - RU2 CSL 1","$",{"$f":"E360+1","v":15},1,2,null,10000,4244.5531000000001,240.35749999999999,19398.552100000001,5164.7728999999999,900.87310000000002,2569.9131000000002,4244.3404,6646.3236999999999,12902.7423,1]
["LCC and Payback","AA16","Annualized LCC - RU2 CSL 2","$",{"$f":"E361+1","v":16},2,2,null,10000,4217.2079999999996,262.90940000000001,19207.736199999999,5124.1670000000004,913.66200000000003,2560.1197000000002,4217.1781000000001,6584.5072,12774.1229,1]
["LCC and Payback","AA17","Annualized LCC - RU2 CSL 3","$",{"$f":"E362+1","v":17},3,2,null,10000,4179.8901999999998,261.27999999999997,19110.962599999999,5080.4278999999997,898.22239999999999,2526.3838000000001,4179.0947999999999,6519.6851999999999,12696.2327,1]
["LCC and Payback","AA18","Annualized LCC - RU2 CSL 4","$",{"$f":"E363+1","v":18},4,2,null,10000,4308.6293999999998,362.02519999999998,19223.1515,5206.6931000000004,1003.799,2654.9497000000001,4308.3251,6650.3693000000003,12818.9566,1]
["LCC and Payback","AA19","Annualized LCC - RU2 CSL 5","$",{"$f":"E364+1","v":19},5,2,null,10000,4308.6293999999998,362.02519999999998,19223.1515,5206.6931000000004,1003.799,2654.9497000000001,4308.3251,6650.3693000000003,12818.9566,1]
["LCC and Payback","AA21","Annualized LCC - RU3 CSL 0","$",21,0,3,null,10000,14580.3541,433.39420000000001,47632.243399999999,16563.5481,2805.5691000000002,8096.1292000000003,14579.0196,24287.267599999999,35160.339999999997,1]
["LCC and Payback","AA22","Annualized LCC - RU3 CSL 1","$",{"$f":"E366+1","v":22},1,3,null,10000,14499.888999999999,454.76569999999998,47209.977200000001,16452.569500000001,2828.2310000000002,8077.5870999999997,14497.2549,24130.403300000002,34864.794099999999,1]
["LCC and Payback","AA23","Annualized LCC - RU3 CSL 2","$",{"$f":"E367+1","v":23},2,3,null,10000,14235.010399999999,456.70389999999998,46695.928,16208.338599999999,2767.2955999999999,7929.3662999999997,14234.277700000001,23790.171200000001,34427.441700000003,1]
["LCC and Payback","AA24","Annualized LCC - RU3 CSL 3","$",24,3,3,null,10000,14258.689,493.46710000000002,46630.322999999997,16218.055,2799.6134000000002,7951.4408999999996,14258.2626,23785.405500000001,34405.149400000002,1]
["LCC and Payback","AA25","Annualized LCC - RU3 CSL 4","$",25,4,3,null,10000,14427.257600000001,582.15620000000001,46747.328600000001,16351.2549,2937.3498,8085.1824999999999,14427.126099999999,23914.165700000001,34483.805899999999,1]
["LCC and Payback","AA26","Annualized LCC - RU3 CSL 5","$",26,5,3,null,10000,14469.1283,626.06280000000004,46755.960899999998,16391.3272,2990.7334000000001,8130.0834999999997,14467.867099999999,23932.188099999999,34496.626300000004,1]
["LCC and Payback","AA28","Annualized LCC - RU4 CSL 0","$",28,0,4,null,10000,781.03930000000003,55.713500000000003,3500.1722,938.5566,168.41130000000001,425.95670000000001,780.90599999999995,1207.79,2401.5918000000001,1]
["LCC and Payback","AA29","Annualized LCC - RU4 CSL 1","$",{"$f":"E372+1","v":29},1,4,null,10000,776.00630000000001,59.521099999999997,3444.9627999999998,931.97749999999996,171.45679999999999,426.59530000000001,775.90909999999997,1197.4306999999999,2373.5587,1]
["LCC and Payback","AA30","Annualized LCC - RU4 CSL 2","$",{"$f":"E373+1","v":30},2,4,null,10000,808.50570000000005,80.457599999999999,3523.0452,969.14400000000001,194.1328,453.62290000000002,808.45809999999994,1254.2165,2439.3015999999998,1]
["LCC and Payback","AA31","Annualized LCC - RU4 CSL 3","$",31,3,4,null,10000,808.2491,84.447900000000004,3517.7314000000001,969.37990000000002,196.81219999999999,454.54270000000002,808.23440000000005,1254.2630999999999,2435.9241000000002,1]
["LCC and Payback","AA33","Annualized LCC - RU5 CSL 0","$",33,0,5,null,10000,6764.0582999999997,307.6096,31946.649700000002,8116.9821000000002,1340.7186999999999,3878.0619000000002,6763.8918999999996,10361.921,21140.517400000001,1]
["LCC and Payback","AA34","Annualized LCC - RU5 CSL 1","$",{"$f":"E376+1","v":34},1,5,null,10000,6739.4027999999998,333.97320000000002,31649.89,8078.9090999999999,1364.7183,3871.9312,6739.1053000000002,10292.208199999999,21001.1911,1]
["LCC and Payback","AA35","Annualized LCC - RU5 CSL 2","$",{"$f":"E377+1","v":35},2,5,null,10000,6766.2380999999996,370.01440000000002,31697.144199999999,8105.2145,1403.5563999999999,3901.7377000000001,6764.8818000000001,10302.602500000001,21001.081300000002,1]
["LCC and Payback","AA36","Annualized LCC - RU5 CSL 3","$",36,3,5,null,10000,6744.9354000000003,386.72160000000002,31630.650399999999,8078.9721,1410.0596,3891.0176000000001,6744.4831000000004,10266.5694,20919.1113,1]
["LCC and Payback","AA38","Annualized LCC - RU6 CSL 0","$",38,0,6,null,10000,42.244199999999999,23.583400000000001,80.277299999999997,43.542400000000001,32.706000000000003,38.013800000000003,42.243200000000002,47.826000000000001,59.065399999999997,1]
["LCC and Payback","AA39","Annualized LCC - RU6 CSL 1","$",{"$f":"E380+1","v":39},1,6,null,10000,46.676699999999997,26.256,87.941000000000003,48.000700000000002,36.133400000000002,42.0015,46.675899999999999,52.717799999999997,64.662700000000001,1]
["LCC and Payback","AA40","Annualized LCC - RU6 CSL 2","$",{"$f":"E381+1","v":40},2,6,null,10000,47.260800000000003,26.599699999999999,89.230099999999993,48.613999999999997,36.562399999999997,42.487000000000002,47.260399999999997,53.395000000000003,65.578800000000001,1]
["LCC and Payback","AA41","Annualized LCC - RU6 CSL 3","$",41,3,6,null,10000,63.771999999999998,36.154699999999998,119.0849,65.415499999999994,49.184600000000003,57.368000000000002,63.7714,71.933400000000006,87.571399999999997,1]
["LCC and Payback","AA42","Annualized LCC - RU6 CSL 4","$",42,4,6,null,10000,69.834800000000001,39.485300000000002,129.9753,71.545500000000004,53.7883,62.766500000000001,69.8322,78.682199999999995,95.662599999999998,1]
["LCC and Payback","AA44","Annualized LCC - RU7 CSL 0","$",44,0,7,null,10000,151.02000000000001,72.633399999999995,2429.8456999999999,265.54590000000002,114.88979999999999,134.28809999999999,151.01939999999999,182.4802,1284.3157000000001,1]
["LCC and Payback","AA45","Annualized LCC - RU7 CSL 1","$",{"$f":"E385+1","v":45},1,7,null,10000,171.149,82.909599999999998,2426.5462000000002,283.56729999999999,130.32689999999999,152.3263,171.1429,205.08330000000001,1286.9236000000001,1]
["LCC and Payback","AA46","Annualized LCC - RU7 CSL 2","$",{"$f":"E386+1","v":46},2,7,null,10000,171.75479999999999,83.152199999999993,2415.2098000000001,283.09679999999997,130.77080000000001,152.75579999999999,171.7542,205.64570000000001,1277.0857000000001,1]
["LCC and Payback","AA47","Annualized LCC - RU7 CSL 3","$",47,3,7,null,10000,253.96469999999999,122.67270000000001,2514.4270000000001,363.63170000000002,192.60480000000001,225.61670000000001,253.95959999999999,298.83929999999998,1356.9541999999999,1]
["LCC and Payback","AA48","Annualized LCC - RU7 CSL 4","$",48,4,7,null,10000,253.96469999999999,122.67270000000001,2514.4270000000001,363.63170000000002,192.60480000000001,225.61670000000001,253.95959999999999,298.83929999999998,1356.9541999999999,1]
["LCC and Payback","AA50","Annualized LCC - RU8 CSL 0","$",50,0,8,null,10000,348.78620000000001,146.20410000000001,45521.951500000003,7561.2588999999998,241.6567,292.21679999999998,348.78559999999999,17270.451799999999,31317.515800000001,1]
["LCC and Payback","AA51","Annualized LCC - RU8 CSL 1","$",{"$f":"E390+1","v":51},1,8,null,10000,379.24740000000003,164.1772,44907.301700000004,7452.5293000000001,264.86599999999999,319.2996,379.23099999999999,16901.313900000001,30840.6463,1]
["LCC and Payback","AA52","Annualized LCC - RU8 CSL 2","$",{"$f":"E391+1","v":52},2,8,null,10000,416.75709999999998,182.2253,44751.319499999998,7459.5724,292.90249999999997,352.43360000000001,416.75439999999998,16874.275900000001,30746.166499999999,1]
["LCC and Payback","AA53","Annualized LCC - RU8 CSL 3","$",{"$f":"E392+1","v":53},3,8,null,10000,509.15730000000002,231.0001,44648.237500000003,7527.5700999999999,360.7176,432.77730000000003,509.14170000000001,16950.900399999999,30732.0396,1]
["LCC and Payback","AA54","Annualized LCC - RU8 CSL 4","$",{"$f":"E393+1","v":54},4,8,null,10000,554.74279999999999,254.01650000000001,44547.105199999998,7548.7795999999998,393.83640000000003,471.78570000000002,554.69960000000003,16944.739699999998,30689.862700000001,1]
["LCC and Payback",{"$f":"\"AB\" &E395","v":"AB8"},{"$f":"\"Annualized LCC Saving - RU\" &G395 & \" CSL \" &F395","v":"Annualized LCC Saving - RU1 CSL 1"},"$",8,1,1,null,10000,0,-6.9836,165.28790000000001,2.8125,0,0,0,0,13.01,1]
["LCC and Payback",{"$f":"\"AB\" &E396","v":"AB9"},{"$f":"\"Annualized LCC Saving - RU\" &G396 & \" CSL \" &F396","v":"Annualized LCC Saving - RU1 CSL 2"},"$",{"$f":"E395+1","v":9},2,1,null,10000,0,-21.058299999999999,206.57939999999999,4.6017999999999999,-6.1765999999999996,0,0,0.88290000000000002,30.161899999999999,1]
["LCC and Payback","AB10","Annualized LCC Saving - RU1 CSL 3","$",{"$f":"E396+1","v":10},3,1,null,10000,2.8948999999999998,-24.416899999999998,222.8921,8.0496999999999996,-5.6287000000000003,0,2.8936000000000002,8.6075999999999997,38.5732,1]
["LCC and Payback","AB11","Annualized LCC Saving - RU1 CSL 4","$",{"$f":"E397+1","v":11},4,1,null,10000,-24.5398,-142.52809999999999,184.19460000000001,-25.4739,-66.145700000000005,-35.494100000000003,-24.541599999999999,-16.311199999999999,4.4420000000000002,1]
["LCC and Payback",{"$f":"\"AB\" &E399","v":"AB12"},{"$f":"\"Annualized LCC Saving - RU\" &G399 & \" CSL \" &F399","v":"Annualized LCC Saving - RU1 CSL 5"},"$",12,5,1,null,10000,-31.111899999999999,-178.4633,181.70920000000001,-33.200499999999998,-81.924099999999996,-45.061999999999998,-31.1129,-20.826599999999999,1.4491000000000001,1]
["LCC and Payback","AB15","Annualized LCC Saving - RU2 CSL 1","$",15,1,2,null,10000,0,-60.174900000000001,473.72140000000002,5.4930000000000003,0,0,0,0,0,1]
["LCC and Payback","AB16","Annualized LCC Saving - RU2 CSL 2","$",{"$f":"E400+1","v":16},2,2,null,10000,0,-99.353800000000007,626.77840000000003,21.1462,-3.6947999999999999,0,0,21.772300000000001,112.62309999999999,1]
["LCC and Payback","AB17","Annualized LCC Saving - RU2 CSL 3","$",{"$f":"E401+1","v":17},3,2,null,10000,40.594499999999996,-99.332800000000006,725.2577,60.659199999999998,0,21.112500000000001,40.5931,81.06,190.376,1]
["LCC and Payback","AB18","Annualized LCC Saving - RU2 CSL 4","$",{"$f":"E402+1","v":18},4,2,null,10000,-75.066599999999994,-406.6918,623.18979999999999,-65.605900000000005,-160.40430000000001,-108.6942,-75.084400000000002,-37.342199999999998,64.725099999999998,1]
["LCC and Payback","AB19","Annualized LCC Saving - RU2 CSL 5","$",19,5,2,null,10000,-75.066599999999994,-406.6918,623.18979999999999,-65.605900000000005,-160.40430000000001,-108.6942,-75.084400000000002,-37.342199999999998,64.725099999999998,1]
["LCC and Payback","AB22","Annualized LCC Saving - RU3 CSL 1","$",22,1,3,null,10000,0,-80.570899999999995,460.30040000000002,5.5713999999999997,0,0,0,0,0,1]
["LCC and Payback","AB23","Annualized LCC Saving - RU3 CSL 2","$",{"$f":"E405+1","v":23},2,3,null,10000,0,-145.7518,1019.6529,88.541700000000006,0,0,0,130.81870000000001,411.74200000000002,1]
["LCC and Payback","AB24","Annualized LCC Saving - RU3 CSL 3","$",{"$f":"E406+1","v":24},3,3,null,10000,0,-226.38659999999999,1136.6856,80.448700000000002,-49.966000000000001,-16.725100000000001,0,107.33240000000001,434.9819,1]
["LCC and Payback","AB25","Annualized LCC Saving - RU3 CSL 4","$",{"$f":"E407+1","v":25},4,3,null,10000,-93.3309,-653.63530000000003,1148.7645,-43.219799999999999,-247.74270000000001,-156.53909999999999,-93.344700000000003,9.5763999999999996,323.56990000000002,1]
["LCC and Payback","AB26","Annualized LCC Saving - RU3 CSL 5","$",26,5,3,null,10000,-123.9866,-852.06740000000002,1201.4441999999999,-82.234300000000005,-323.16550000000001,-205.29390000000001,-124.0157,0,304.84249999999997,1]
["LCC and Payback","AB29","Annualized LCC Saving - RU4 CSL 1","$",29,1,4,null,10000,2.0061,-12.3546,62.071800000000003,6.0801999999999996,-4.8087,-1.1285000000000001,2.0057999999999998,10.593299999999999,28.649100000000001,1]
["LCC and Payback","AB30","Annualized LCC Saving - RU4 CSL 2","$",{"$f":"E410+1","v":30},2,4,null,10000,-26.472200000000001,-144.18629999999999,27.222100000000001,-31.086200000000002,-74.927300000000002,-37.436799999999998,-26.472999999999999,-18.923300000000001,-5.4604999999999997,1]
["LCC and Payback","AB31","Annualized LCC Saving - RU4 CSL 3","$",{"$f":"E411+1","v":31},3,4,null,10000,-27.5184,-159.7456,40.025700000000001,-31.322099999999999,-77.185299999999998,-39.612499999999997,-27.5184,-18.2363,-1.0938000000000001,1]
["LCC and Payback","AB34","Annualized LCC Saving - RU5 CSL 1","$",34,1,5,null,10000,8.7222000000000008,-71.429299999999998,302.52359999999999,27.989799999999999,-26.961600000000001,0,8.7149000000000001,48.943300000000001,130.31960000000001,1]
["LCC and Payback","AB35","Annualized LCC Saving - RU5 CSL 2","$",{"$f":"E413+1","v":35},2,5,null,10000,-13.004899999999999,-172.71899999999999,364.38049999999998,1.6843999999999999,-78.884699999999995,-39.081099999999999,-13.005599999999999,30.443200000000001,131.32939999999999,1]
["LCC and Payback","AB36","Annualized LCC Saving - RU5 CSL 3","$",{"$f":"E414+1","v":36},3,5,null,10000,15.287599999999999,-225.733,490.44389999999999,27.9268,-93.5428,-33.286200000000001,15.2637,72.2226,204.15710000000001,1]
["LCC and Payback","AB39","Annualized LCC Saving - RU6 CSL 1","$",39,1,6,null,10000,-4.3682999999999996,-7.6638000000000002,0,-4.2413999999999996,-5.6859000000000002,-4.8601000000000001,-4.3684000000000003,-3.8986000000000001,-2.6701000000000001,1]
["LCC and Payback","AB40","Annualized LCC Saving - RU6 CSL 2","$",{"$f":"E416+1","v":40},2,6,null,10000,-4.9470000000000001,-8.9527999999999999,0.1229,-4.8545999999999996,-6.625,-5.5829000000000004,-4.9473000000000003,-4.3606999999999996,-2.9182999999999999,1]
["LCC and Payback","AB41","Annualized LCC Saving - RU6 CSL 3","$",{"$f":"E417+1","v":41},3,6,null,10000,-21.350899999999999,-38.807699999999997,-9.6476000000000006,-21.656099999999999,-28.676200000000001,-24.078800000000001,-21.351099999999999,-18.9635,-15.770899999999999,1]
["LCC and Payback","AB42","Annualized LCC Saving - RU6 CSL 4","$",{"$f":"E418+1","v":42},4,6,null,10000,-27.365600000000001,-49.698,-13.129200000000001,-27.786100000000001,-36.741999999999997,-30.850899999999999,-27.366399999999999,-24.331299999999999,-20.3569,1]
["LCC and Payback","AB45","Annualized LCC Saving - RU7 CSL 1","$",45,1,7,null,10000,-18.079000000000001,-34.412199999999999,11.6538,-14.657999999999999,-24.720500000000001,-20.726299999999998,-18.0793,-6.7103000000000002,0,1]
["LCC and Payback","AB46","Annualized LCC Saving - RU7 CSL 2","$",{"$f":"E420+1","v":46},2,7,null,10000,-18.514199999999999,-35.588700000000003,25.0014,-14.2502,-25.500399999999999,-21.309000000000001,-18.514199999999999,-0.84640000000000004,6.4649999999999999,1]
["LCC and Payback","AB47","Annualized LCC Saving - RU7 CSL 3","$",{"$f":"E421+1","v":47},3,7,null,10000,-94.221000000000004,-178.9819,-27.8612,-94.785200000000003,-128.87309999999999,-107.15519999999999,-94.225999999999999,-81.561899999999994,-63.324399999999997,1]
["LCC and Payback","AB48","Annualized LCC Saving - RU7 CSL 4","$",{"$f":"E422+1","v":48},4,7,null,10000,-94.221000000000004,-178.9819,-27.8612,-94.785200000000003,-128.87309999999999,-107.15519999999999,-94.225999999999999,-81.561899999999994,-63.324399999999997,1]
["LCC and Payback","AB51","Annualized LCC Saving - RU8 CSL 1","$",51,1,8,null,10000,-21.611999999999998,-48.180900000000001,614.64980000000003,87.034599999999998,-36.598399999999998,-28.720400000000001,-21.614999999999998,277.28059999999999,460.31819999999999,1]
["LCC and Payback","AB52","Annualized LCC Saving - RU8 CSL 2","$",{"$f":"E424+1","v":52},2,8,null,10000,-49.933599999999998,-105.7256,770.63199999999995,81.168800000000005,-79.743399999999994,-63.717500000000001,-49.936700000000002,282.74189999999999,539.65859999999998,1]
["LCC and Payback","AB53","Annualized LCC Saving - RU8 CSL 3","$",{"$f":"E425+1","v":53},3,8,null,10000,-118.98390000000001,-253.32310000000001,873.71400000000006,13.171099999999999,-186.8767,-150.0241,-119.00709999999999,198.58439999999999,541.75509999999997,1]
["LCC and Payback","AB54","Annualized LCC Saving - RU8 CSL 4","$",{"$f":"E426+1","v":54},4,8,null,10000,-155.54259999999999,-324.44009999999997,974.84630000000004,-8.0383999999999993,-238.78299999999999,-192.10380000000001,-155.5462,185.23079999999999,585.4633,1]
["LCC and Payback",{"$f":"\"P\" &E428","v":"P7"},{"$f":"\"Losses - RU\" &G428 & \" CSL \" &F428","v":"Losses - RU1 CSL 0"},"KWh/yr",7,0,1,null,10000,1331.7563644110587,30.175554709644139,6604.6636720755478,1803.6863248605282,222.08355101087034,727.07740163939911,1331.7563644110587,2334.3373795342404,5305.6644649312857,1]
["LCC and Payback",{"$f":"\"P\" &E429","v":"P8"},{"$f":"\"Losses - RU\" &G429 & \" CSL \" &F429","v":"Losses - RU1 CSL 1"},"KWh/yr",{"$f":"E428+1","v":8},1,1,null,10000,907.31724500319922,21.479890017396251,4449.0755359224522,1224.4181661778564,151.41638327624594,496.27000915137035,907.31724500319922,1598.6991272937357,3582.010214707474,1]
["LCC and Payback","P9","Losses - RU1 CSL 2","KWh/yr",{"$f":"E429+1","v":9},2,1,null,10000,774.08042406953734,20.226053358218095,3657.6734138290972,1046.3650753179179,132.54801782012626,441.71766094551356,774.08042406953723,1421.9945863471005,2984.6392711916455,1]
["LCC and Payback","P10","Losses - RU1 CSL 3","KWh/yr",10,3,1,null,10000,722.26184576984895,18.753015119886101,3391.9075980364992,971.80571821039302,123.20243071308646,406.56890632538665,722.26184576984895,1318.7785667303206,2787.3010799792532,1]
["LCC and Payback","P11","Losses - RU1 CSL 4","KWh/yr",{"$f":"E431+1","v":11},4,1,null,10000,684.77061975545053,18.336419061793631,3095.4847778558387,922.49050347959474,118.56691022548425,398.9024585160202,684.77061975545053,1251.2253045056698,2600.1792651790897,1]
["LCC and Payback",{"$f":"\"P\" &E433","v":"P12"},{"$f":"\"Losses - RU\" &G433 & \" CSL \" &F433","v":"Losses - RU1 CSL 5"},"KWh/yr",12,5,1,null,10000,626.7352285040937,16.979758322661645,2833.1375552783866,842.14084616944319,108.04376586661336,363.61457010235586,626.7352285040937,1147.9857816163055,2378.1829098578069,1]
["LCC and Payback","P14","Losses - RU2 CSL 0","KWh/yr",14,0,2,null,10000,4808.3174369344842,153.46938565263468,22015.453565105949,6371.4542997153867,947.05526800971893,3193.1766493973405,4808.3174369344842,7722.988808422233,17260.679763040524,1]
["LCC and Payback","P15","Losses - RU2 CSL 1","KWh/yr",{"$f":"E434+1","v":15},1,2,null,10000,3519.26960195015,118.65645058541043,15465.082012103165,4641.1015361111231,685.98179210856824,2381.1999859325815,3519.26960195015,5688.7211580715684,12401.956290139227,1]
["LCC and Payback","P16","Losses - RU2 CSL 2","KWh/yr",{"$f":"E435+1","v":16},2,2,null,10000,2831.8097947089254,91.90292182586181,12836.469038418685,3750.8140912137792,556.53428053434368,1890.8657845242089,2831.8097947089254,4549.1041472987954,10120.232563221145,1]
["LCC and Payback","P17","Losses - RU2 CSL 3","KWh/yr",{"$f":"E436+1","v":17},3,2,null,10000,2442.6010215756037,72.783203406521537,11724.52565655501,3221.0540461100354,467.48681028659479,1567.6447514697304,2442.6010215756037,4095.1844581105711,8837.3120987913226,1]
["LCC and Payback","P18","Losses - RU2 CSL 4","KWh/yr",{"$f":"E437+1","v":18},4,2,null,10000,2334.2722999852917,69.512626479157035,10901.817279869572,3055.5417177861086,448.60340366846651,1502.8960202958881,2334.2722999852917,3807.8259195691044,8376.1093771898595,1]
["LCC and Payback","P19","Losses - RU2 CSL 5","KWh/yr",{"$f":"E438+1","v":19},5,2,null,10000,2334.2722999852917,69.512626479157035,10901.817279869572,3055.5417177861086,448.60340366846651,1502.8960202958881,2334.2722999852917,3807.8259195691044,8376.1093771898595,1]
["LCC and Payback","P21","Losses - RU3 CSL 0","KWh/yr",21,0,3,null,10000,14325.688550625238,272.81012115988602,35335.067917877837,15425.708381367507,2787.6933577138752,7118.6727117463652,14325.688550625238,22793.020108215536,31445.472322310878,1]
["LCC and Payback","P22","Losses - RU3 CSL 1","KWh/yr",{"$f":"E440+1","v":22},1,3,null,10000,12402.051521512341,238.35332124050836,29467.720686997534,13131.169554139116,2422.7542789453855,6121.9759439061054,12402.051521512341,19388.625368677884,26388.798899160738,1]
["LCC and Payback","P23","Losses - RU3 CSL 2","KWh/yr",{"$f":"E441+1","v":23},2,3,null,10000,8068.4743166093531,144.87652292873847,22533.271447889114,9086.8909105320763,1611.5629871320816,4164.2482340341494,8067.1426273401885,13373.258185554039,19605.904928995758,1]
["LCC and Payback","P24","Losses - RU3 CSL 3","KWh/yr",24,3,3,null,10000,7353.7474893469771,132.87874170656292,20490.274170273351,8287.9375858098138,1467.82823496895,3790.8749024777849,7353.7474893469771,12199.261465108311,17836.307809091355,1]
["LCC and Payback","P25","Losses - RU3 CSL 4","KWh/yr",25,4,3,null,10000,6893.3332103780349,130.63185178964659,18500.730141133597,7785.1117863963427,1389.5322079914183,3570.5346801870705,6893.3332103780349,11603.797456711467,16279.290205982212,1]
["LCC and Payback","P26","Losses - RU3 CSL 5","KWh/yr",26,5,3,null,10000,6421.4827538771879,121.77307622570402,16992.246695320104,7195.1903618666556,1282.8675026430958,3286.6178065322902,6421.4827538771879,10741.446558555514,14979.229403451089,1]
["LCC and Payback","P28","Losses - RU4 CSL 0","KWh/yr",28,0,4,null,10000,1031.8901689956638,33.619345186154305,4468.5597140247737,1359.8499967136615,176.69352208829858,612.15210582916654,1031.8901689956638,1933.6125620644398,3740.5207020206499,1]
["LCC and Payback","P29","Losses - RU4 CSL 1","KWh/yr",{"$f":"E446+1","v":29},1,4,null,10000,897.11753590699072,31.115281195354711,3680.3367821943416,1180.4758357926157,159.25942944683558,555.41028767430419,897.11753590699072,1680.5190786275532,3159.4905799667395,1]
["LCC and Payback","P30","Losses - RU4 CSL 2","KWh/yr",{"$f":"E447+1","v":30},2,4,null,10000,841.08000217365134,29.817260048043281,3412.1878028180217,1110.8323558357174,150.8258816135268,525.2693283976497,841.08000217365134,1578.8827822649537,2954.4831963853921,1]
["LCC and Payback","P31","Losses - RU4 CSL 3","KWh/yr",31,3,4,null,10000,760.53859371620979,27.192716182922723,3104.6686992415252,1002.9030109236016,136.61806787967183,476.41638752480605,760.53859371620979,1432.2125866735291,2676.1705720202413,1]
["LCC and Payback","P33","Losses - RU5 CSL 0","KWh/yr",33,0,5,null,10000,5007.3205990196811,180.31172419207144,23552.52054163747,6661.9999834702521,983.45613184024307,3444.8073589727587,5007.3205990196811,7512.7936257711535,19079.557611876142,1]
["LCC and Payback","P34","Losses - RU5 CSL 1","KWh/yr",{"$f":"E450+1","v":34},1,5,null,10000,4302.8115825926889,155.52627126736655,19645.344221065232,5645.7503110271982,843.42786990058926,2850.7758426705036,4302.8115825926889,6266.4807606972963,16048.459197843527,1]
["LCC and Payback","P35","Losses - RU5 CSL 2","KWh/yr",{"$f":"E451+1","v":35},2,5,null,10000,4007.86966129957,145.59072575111972,18237.667016103467,5257.9685461854015,789.42136764441386,2669.070349663747,4007.86966129957,5817.4592509236827,14908.675546289414,1]
["LCC and Payback","P36","Losses - RU5 CSL 3","KWh/yr",36,3,5,null,10000,3463.4605612247951,123.05545257371909,16440.233595853464,4582.7910330756131,667.62103943150021,2291.4511063106215,3463.4605612247951,5244.1131277973027,13218.032152141912,1]
["LCC and Payback","P38","Losses - RU6 CSL 0","KWh/yr",38,0,6,null,10000,1.6698757053987561,9.2140980473092327E-2,6.5495583256216294,2.3765039749672869,0.29583818409577001,0.85604048838340596,1.6697505473655421,3.7500149252780259,6.1023455651654332,1]
["LCC and Payback","P39","Losses - RU6 CSL 1","KWh/yr",{"$f":"E454+1","v":39},1,6,null,10000,1.4145849060429669,8.6770781027024693E-2,5.3916627485169792,2.0222975679651634,0.25828762633399899,0.74061256265425501,1.4145007604467861,3.2662850497312861,5.0426931435606228,1]
["LCC and Payback","P40","Losses - RU6 CSL 2","KWh/yr",{"$f":"E455+1","v":40},2,6,null,10000,1.31670394015257,7.9845430568659878E-2,5.0067182747272057,1.88092172542262,0.23938276443085699,0.68795284974329995,1.3165053751259821,3.0340426578553439,4.6956520864173772,1]
["LCC and Payback","P41","Losses - RU6 CSL 3","KWh/yr",41,3,6,null,10000,1.2525238621478252,7.8692363362147411E-2,4.5821188753483133,1.7831161245863487,0.229405228084682,0.65635660021755005,1.252500860551653,2.9466846750808542,4.3276936296319919,1]
["LCC and Payback","P42","Losses - RU6 CSL 4","KWh/yr",42,4,6,null,10000,1.1425367230417323,7.2401917003399346E-2,4.1939379242060957,1.6277563949175644,0.20982104840795701,0.59909876097363401,1.142321335004304,2.6814377081062042,3.9607501121325539,1]
["LCC and Payback","P44","Losses - RU7 CSL 0","KWh/yr",44,0,7,null,10000,4.5215358080246855,0.44492970165176682,1796.4070451848961,129.63970252229163,1.1248030845697461,2.7419265343595298,4.5210863681247062,7.330158261275753,1207.769138511999,1]
["LCC and Payback","P45","Losses - RU7 CSL 1","KWh/yr",{"$f":"E459+1","v":45},1,7,null,10000,3.6297640959612725,0.33249436286147566,1488.54993178165,105.03431869762454,0.90498039563062305,2.1940880770233511,3.6293407127837081,5.9795600024705156,992.55600799273338,1]
["LCC and Payback","P46","Losses - RU7 CSL 2","KWh/yr",{"$f":"E460+1","v":46},2,7,null,10000,3.1227076727815541,0.26349730113004788,1353.6937761508036,90.538588142817559,0.762320881013412,1.8242136471257719,3.1227076727815541,5.2346067988526919,841.82389358354953,1]
["LCC and Payback","P47","Losses - RU7 CSL 3","KWh/yr",47,3,7,null,10000,2.9360785005346726,0.23493338043676892,1261.0737587296451,85.91928853152406,0.72620762912423098,1.75867845145281,2.9356611912903379,4.9574156946078709,809.12308962818111,1]
["LCC and Payback","P48","Losses - RU7 CSL 4","KWh/yr",48,4,7,null,10000,2.9360785005346726,0.23493338043676892,1261.0737587296451,85.91928853152406,0.72620762912423098,1.75867845145281,2.9356611912903379,4.9574156946078709,809.12308962818111,1]
["LCC and Payback","P50","Losses - RU8 CSL 0","KWh/yr",50,0,8,null,10000,47.322365384274789,0.80938708335440268,28137.054258675842,6156.3988807238475,3.1077299161473939,10.383253972500542,47.322365384274789,15760.867655613232,23949.171329007248,1]
["LCC and Payback","P51","Losses - RU8 CSL 1","KWh/yr",{"$f":"E464+1","v":51},1,8,null,10000,32.559789544244325,0.44651774712626879,21380.779139340029,4299.9163525830591,2.0951711527116221,7.075520886504389,32.559789544244325,10284.108356432533,17349.641321747105,1]
["LCC and Payback","P52","Losses - RU8 CSL 2","KWh/yr",{"$f":"E465+1","v":52},2,8,null,10000,29.684045968486412,0.41413568564361847,19444.742713102769,3919.9618356043516,1.9108180101374279,6.4521244980709156,29.684045968486412,9411.9476597113426,15795.141975610426,1]
["LCC and Payback","P53","Losses - RU8 CSL 3","KWh/yr",{"$f":"E466+1","v":53},3,8,null,10000,28.207969923156568,0.35314448387536052,17599.829395952434,3678.7970168542624,1.8157960611781541,6.1280740371200961,28.207969923156568,9167.5902250258841,14612.601061910993,1]
["LCC and Payback","P54","Losses - RU8 CSL 4","KWh/yr",{"$f":"E467+1","v":54},4,8,null,10000,26.084613408703497,0.32923461173647067,16170.322400779574,3398.2508285140998,1.6808034754059511,5.6739601392882717,26.084613408703497,8477.4993578286376,13464.808768760364,1]
["LCC and Payback",{"$f":"\"AC\" &E469","v":"AC8"},{"$f":"\"Net Cost - RU\" &G469 & \" CSL \" &F469","v":"Net Cost - RU1 CSL 1"},"%",8,1,1,null,9,1,1,1,1,1,1,1,1,1,8.9999999999999998E-4]
["LCC and Payback",{"$f":"\"AC\" &E470","v":"AC9"},{"$f":"\"Net Cost - RU\" &G470 & \" CSL \" &F470","v":"Net Cost - RU1 CSL 2"},"%",{"$f":"E469+1","v":9},2,1,null,1889,1,1,1,1,1,1,1,1,1,0.18890000000000001]
["LCC and Payback","AC10","Net Cost - RU1 CSL 3","%",{"$f":"E470+1","v":10},3,1,null,2046,1,1,1,1,1,1,1,1,1,0.2046]
["LCC and Payback","AC11","Net Cost - RU1 CSL 4","%",{"$f":"E471+1","v":11},4,1,null,8929,1,1,1,1,1,1,1,1,1,0.89290000000000003]
["LCC and Payback",{"$f":"\"AC\" &E473","v":"AC12"},{"$f":"\"Net Cost - RU\" &G473 & \" CSL \" &F473","v":"Net Cost - RU1 CSL 5"},"%",12,5,1,null,9331,1,1,1,1,1,1,1,1,1,0.93310000000000004]
["LCC and Payback","AC15","Net Cost - RU2 CSL 1","%",15,1,2,null,61,1,1,1,1,1,1,1,1,1,6.1000000000000004E-3]
["LCC and Payback","AC16","Net Cost - RU2 CSL 2","%",{"$f":"E474+1","v":16},2,2,null,572,1,1,1,1,1,1,1,1,1,5.7200000000000001E-2]
["LCC and Payback","AC17","Net Cost - RU2 CSL 3","%",{"$f":"E475+1","v":17},3,2,null,397,1,1,1,1,1,1,1,1,1,3.9699999999999999E-2]
["LCC and Payback","AC18","Net Cost - RU2 CSL 4","%",{"$f":"E476+1","v":18},4,2,null,8710,1,1,1,1,1,1,1,1,1,0.871]
["LCC and Payback","AC19","Net Cost - RU2 CSL 5","%",19,5,2,null,8710,1,1,1,1,1,1,1,1,1,0.871]
["LCC and Payback","AC22","Net Cost - RU3 CSL 1","%",22,1,3,null,75,1,1,1,1,1,1,1,1,1,7.4999999999999997E-3]
["LCC and Payback","AC23","Net Cost - RU3 CSL 2","%",{"$f":"E479+1","v":23},2,3,null,137,1,1,1,1,1,1,1,1,1,1.37E-2]
["LCC and Payback","AC24","Net Cost - RU3 CSL 3","%",{"$f":"E480+1","v":24},3,3,null,3512,1,1,1,1,1,1,1,1,1,0.35120000000000001]
["LCC and Payback","AC25","Net Cost - RU3 CSL 4","%",{"$f":"E481+1","v":25},4,3,null,6692,1,1,1,1,1,1,1,1,1,0.66920000000000002]
["LCC and Payback","AC26","Net Cost - RU3 CSL 5","%",26,5,3,null,7364,1,1,1,1,1,1,1,1,1,0.73640000000000005]
["LCC and Payback","AC29","Net Cost - RU4 CSL 1","%",29,1,4,null,3227,1,1,1,1,1,1,1,1,1,0.32269999999999999]
["LCC and Payback","AC30","Net Cost - RU4 CSL 2","%",{"$f":"E484+1","v":30},2,4,null,9780,1,1,1,1,1,1,1,1,1,0.97799999999999998]
["LCC and Payback","AC31","Net Cost - RU4 CSL 3","%",{"$f":"E485+1","v":31},3,4,null,9557,1,1,1,1,1,1,1,1,1,0.95569999999999999]
["LCC and Payback","AC34","Net Cost - RU5 CSL 1","%",34,1,5,null,1829,1,1,1,1,1,1,1,1,1,0.18290000000000001]
["LCC and Payback","AC35","Net Cost - RU5 CSL 2","%",{"$f":"E487+1","v":35},2,5,null,5962,1,1,1,1,1,1,1,1,1,0.59619999999999995]
["LCC and Payback","AC36","Net Cost - RU5 CSL 3","%",{"$f":"E488+1","v":36},3,5,null,4225,1,1,1,1,1,1,1,1,1,0.42249999999999999]
["LCC and Payback","AC39","Net Cost - RU6 CSL 1","%",39,1,6,null,9507,1,1,1,1,1,1,1,1,1,0.95069999999999999]
["LCC and Payback","AC40","Net Cost - RU6 CSL 2","%",{"$f":"E490+1","v":40},2,6,null,9986,1,1,1,1,1,1,1,1,1,0.99860000000000004]
["LCC and Payback","AC41","Net Cost - RU6 CSL 3","%",{"$f":"E491+1","v":41},3,6,null,10000,1,1,1,1,1,1,1,1,1,1]
["LCC and Payback","AC42","Net Cost - RU6 CSL 4","%",{"$f":"E492+1","v":42},4,6,null,10000,1,1,1,1,1,1,1,1,1,1]
["LCC and Payback","AC45","Net Cost - RU7 CSL 1","%",45,1,7,null,7884,1,1,1,1,1,1,1,1,1,0.78839999999999999]
["LCC and Payback","AC46","Net Cost - RU7 CSL 2","%",{"$f":"E494+1","v":46},2,7,null,7865,1,1,1,1,1,1,1,1,1,0.78649999999999998]
["LCC and Payback","AC47","Net Cost - RU7 CSL 3","%",{"$f":"E495+1","v":47},3,7,null,10000,1,1,1,1,1,1,1,1,1,1]
["LCC and Payback","AC48","Net Cost - RU7 CSL 4","%",{"$f":"E496+1","v":48},4,7,null,10000,1,1,1,1,1,1,1,1,1,1]
["LCC and Payback","AC51","Net Cost - RU8 CSL 1","%",51,1,8,null,5538,1,1,1,1,1,1,1,1,1,0.55379999999999996]
["LCC and Payback","AC52","Net Cost - RU8 CSL 2","%",{"$f":"E498+1","v":52},2,8,null,5668,1,1,1,1,1,1,1,1,1,0.56679999999999997]
["LCC and Payback","AC53","Net Cost - RU8 CSL 3","%",{"$f":"E499+1","v":53},3,8,null,7304,1,1,1,1,1,1,1,1,1,0.73040000000000005]
["LCC and Payback","AC54","Net Cost - RU8 CSL 4","%",{"$f":"E500+1","v":54},4,8,null,7202,1,1,1,1,1,1,1,1,1,0.72019999999999995]
["LCC and Payback",{"$f":"\"AD\" &E502","v":"AD8"},{"$f":"\"No Impact- RU\" &G502 & \" CSL \" &F502","v":"No Impact- RU1 CSL 1"},"%",8,1,1,null,9411,1,1,1,1,1,1,1,1,1,0.94110000000000005]
["LCC and Payback",{"$f":"\"AD\" &E503","v":"AD9"},{"$f":"\"No Impact- RU\" &G503 & \" CSL \" &F503","v":"No Impact- RU1 CSL 2"},"%",{"$f":"E502+1","v":9},2,1,null,5469,1,1,1,1,1,1,1,1,1,0.54690000000000005]
["LCC and Payback","AD10","No Impact- RU1 CSL 3","%",{"$f":"E503+1","v":10},3,1,null,1176,1,1,1,1,1,1,1,1,1,0.1176]
["LCC and Payback","AD11","No Impact- RU1 CSL 4","%",{"$f":"E504+1","v":11},4,1,null,424,1,1,1,1,1,1,1,1,1,4.24E-2]
["LCC and Payback",{"$f":"\"AD\" &E506","v":"AD12"},{"$f":"\"No Impact- RU\" &G506 & \" CSL \" &F506","v":"No Impact- RU1 CSL 5"},"%",12,5,1,null,125,1,1,1,1,1,1,1,1,1,1.2500000000000001E-2]
["LCC and Payback","AD15","No Impact- RU2 CSL 1","%",15,1,2,null,9449,1,1,1,1,1,1,1,1,1,0.94489999999999996]
["LCC and Payback","AD16","No Impact- RU2 CSL 2","%",{"$f":"E507+1","v":16},2,2,null,6142,1,1,1,1,1,1,1,1,1,0.61419999999999997]
["LCC and Payback","AD17","No Impact- RU2 CSL 3","%",{"$f":"E508+1","v":17},3,2,null,942,1,1,1,1,1,1,1,1,1,9.4200000000000006E-2]
["LCC and Payback","AD18","No Impact- RU2 CSL 4","%",{"$f":"E509+1","v":18},4,2,null,0,"NA","NA","NA","NA","NA","NA","NA","NA","NA",0]
["LCC and Payback","AD19","No Impact- RU2 CSL 5","%",19,5,2,null,0,"NA","NA","NA","NA","NA","NA","NA","NA","NA",0]
["LCC and Payback","AD22","No Impact- RU3 CSL 1","%",22,1,3,null,9471,1,1,1,1,1,1,1,1,1,0.94710000000000005]
["LCC and Payback","AD23","No Impact- RU3 CSL 2","%",{"$f":"E512+1","v":23},2,3,null,6578,1,1,1,1,1,1,1,1,1,0.65780000000000005]
["LCC and Payback","AD24","No Impact- RU3 CSL 3","%",{"$f":"E513+1","v":24},3,3,null,1741,1,1,1,1,1,1,1,1,1,0.1741]
["LCC and Payback","AD25","No Impact- RU3 CSL 4","%",{"$f":"E514+1","v":25},4,3,null,714,1,1,1,1,1,1,1,1,1,7.1400000000000005E-2]
["LCC and Payback","AD26","No Impact- RU3 CSL 5","%",26,5,3,null,264,1,1,1,1,1,1,1,1,1,2.64E-2]
["LCC and Payback","AD29","No Impact- RU4 CSL 1","%",29,1,4,null,785,1,1,1,1,1,1,1,1,1,7.85E-2]
["LCC and Payback","AD30","No Impact- RU4 CSL 2","%",{"$f":"E517+1","v":30},2,4,null,0,"NA","NA","NA","NA","NA","NA","NA","NA","NA",0]
["LCC and Payback","AD31","No Impact- RU4 CSL 3","%",{"$f":"E518+1","v":31},3,4,null,0,"NA","NA","NA","NA","NA","NA","NA","NA","NA",0]
["LCC and Payback","AD34","No Impact- RU5 CSL 1","%",34,1,5,null,2616,1,1,1,1,1,1,1,1,1,0.2616]
["LCC and Payback","AD35","No Impact- RU5 CSL 2","%",{"$f":"E520+1","v":35},2,5,null,0,"NA","NA","NA","NA","NA","NA","NA","NA","NA",0]
["LCC and Payback","AD36","No Impact- RU5 CSL 3","%",{"$f":"E521+1","v":36},3,5,null,0,"NA","NA","NA","NA","NA","NA","NA","NA","NA",0]
["LCC and Payback","AD39","No Impact- RU6 CSL 1","%",39,1,6,null,493,1,1,1,1,1,1,1,1,1,4.9299999999999997E-2]
["LCC and Payback","AD40","No Impact- RU6 CSL 2","%",{"$f":"E523+1","v":40},2,6,null,0,"NA","NA","NA","NA","NA","NA","NA","NA","NA",0]
["LCC and Payback","AD41","No Impact- RU6 CSL 3","%",{"$f":"E524+1","v":41},3,6,null,0,"NA","NA","NA","NA","NA","NA","NA","NA","NA",0]
["LCC and Payback","AD42","No Impact- RU6 CSL 4","%",{"$f":"E525+1","v":42},4,6,null,0,"NA","NA","NA","NA","NA","NA","NA","NA","NA",0]
["LCC and Payback","AD45","No Impact- RU7 CSL 1","%",45,1,7,null,1867,1,1,1,1,1,1,1,1,1,0.1867]
["LCC and Payback","AD46","No Impact- RU7 CSL 2","%",{"$f":"E527+1","v":46},2,7,null,1330,1,1,1,1,1,1,1,1,1,0.13300000000000001]
["LCC and Payback","AD47","No Impact- RU7 CSL 3","%",{"$f":"E528+1","v":47},3,7,null,0,"NA","NA","NA","NA","NA","NA","NA","NA","NA",0]
["LCC and Payback","AD48","No Impact- RU7 CSL 4","%",{"$f":"E529+1","v":48},4,7,null,0,"NA","NA","NA","NA","NA","NA","NA","NA","NA",0]
["LCC and Payback","AD51","No Impact- RU8 CSL 1","%",51,1,8,null,1935,1,1,1,1,1,1,1,1,1,0.19350000000000001]
["LCC and Payback","AD52","No Impact- RU8 CSL 2","%",{"$f":"E531+1","v":52},2,8,null,1736,1,1,1,1,1,1,1,1,1,0.1736]
["LCC and Payback","AD53","No Impact- RU8 CSL 3","%",{"$f":"E532+1","v":53},3,8,null,0,"NA","NA","NA","NA","NA","NA","NA","NA","NA",0]
["LCC and Payback","AD54","No Impact- RU8 CSL 4","%",{"$f":"E533+1","v":54},4,8,null,0,"NA","NA","NA","NA","NA","NA","NA","NA","NA",0]
["LCC and Payback",{"$f":"\"AE\" &E535","v":"AE8"},{"$f":"\"Net Benefit- RU\" &G535 & \" CSL \" &F535","v":"Net Benefit- RU1 CSL 1"},"%",8,1,1,null,580,1,1,1,1,1,1,1,1,1,5.8000000000000003E-2]
["LCC and Payback",{"$f":"\"AE\" &E536","v":"AE9"},{"$f":"\"Net Benefit- RU\" &G536 & \" CSL \" &F536","v":"Net Benefit- RU1 CSL 2"},"%",{"$f":"E535+1","v":9},2,1,null,2642,1,1,1,1,1,1,1,1,1,0.26419999999999999]
["LCC and Payback","AE10","Net Benefit- RU1 CSL 3","%",{"$f":"E536+1","v":10},3,1,null,6778,1,1,1,1,1,1,1,1,1,0.67779999999999996]
["LCC and Payback","AE11","Net Benefit- RU1 CSL 4","%",{"$f":"E537+1","v":11},4,1,null,647,1,1,1,1,1,1,1,1,1,6.4699999999999994E-2]
["LCC and Payback",{"$f":"\"AE\" &E539","v":"AE12"},{"$f":"\"Net Benefit- RU\" &G539 & \" CSL \" &F539","v":"Net Benefit- RU1 CSL 5"},"%",12,5,1,null,544,1,1,1,1,1,1,1,1,1,5.4399999999999997E-2]
["LCC and Payback","AE15","Net Benefit- RU2 CSL 1","%",15,1,2,null,490,1,1,1,1,1,1,1,1,1,4.9000000000000002E-2]
["LCC and Payback","AE16","Net Benefit- RU2 CSL 2","%",{"$f":"E540+1","v":16},2,2,null,3286,1,1,1,1,1,1,1,1,1,0.3286]
["LCC and Payback","AE17","Net Benefit- RU2 CSL 3","%",{"$f":"E541+1","v":17},3,2,null,8661,1,1,1,1,1,1,1,1,1,0.86609999999999998]
["LCC and Payback","AE18","Net Benefit- RU2 CSL 4","%",{"$f":"E542+1","v":18},4,2,null,1290,1,1,1,1,1,1,1,1,1,0.129]
["LCC and Payback","AE19","Net Benefit- RU2 CSL 5","%",19,5,2,null,1290,1,1,1,1,1,1,1,1,1,0.129]
["LCC and Payback","AE22","Net Benefit- RU3 CSL 1","%",22,1,3,null,454,1,1,1,1,1,1,1,1,1,4.5400000000000003E-2]
["LCC and Payback","AE23","Net Benefit- RU3 CSL 2","%",{"$f":"E545+1","v":23},2,3,null,3285,1,1,1,1,1,1,1,1,1,0.32850000000000001]
["LCC and Payback","AE24","Net Benefit- RU3 CSL 3","%",{"$f":"E546+1","v":24},3,3,null,4747,1,1,1,1,1,1,1,1,1,0.47470000000000001]
["LCC and Payback","AE25","Net Benefit- RU3 CSL 4","%",{"$f":"E547+1","v":25},4,3,null,2594,1,1,1,1,1,1,1,1,1,0.25940000000000002]
["LCC and Payback","AE26","Net Benefit- RU3 CSL 5","%",26,5,3,null,2372,1,1,1,1,1,1,1,1,1,0.23719999999999999]
["LCC and Payback","AE29","Net Benefit- RU4 CSL 1","%",29,1,4,null,5988,1,1,1,1,1,1,1,1,1,0.5988]
["LCC and Payback","AE30","Net Benefit- RU4 CSL 2","%",{"$f":"E550+1","v":30},2,4,null,220,1,1,1,1,1,1,1,1,1,2.1999999999999999E-2]
["LCC and Payback","AE31","Net Benefit- RU4 CSL 3","%",{"$f":"E551+1","v":31},3,4,null,443,1,1,1,1,1,1,1,1,1,4.4299999999999999E-2]
["LCC and Payback","AE34","Net Benefit- RU5 CSL 1","%",34,1,5,null,5555,1,1,1,1,1,1,1,1,1,0.55549999999999999]
["LCC and Payback","AE35","Net Benefit- RU5 CSL 2","%",{"$f":"E553+1","v":35},2,5,null,4038,1,1,1,1,1,1,1,1,1,0.40379999999999999]
["LCC and Payback","AE36","Net Benefit- RU5 CSL 3","%",{"$f":"E554+1","v":36},3,5,null,5775,1,1,1,1,1,1,1,1,1,0.57750000000000001]
["LCC and Payback","AE39","Net Benefit- RU6 CSL 1","%",39,1,6,null,0,"NA","NA","NA","NA","NA","NA","NA","NA","NA",0]
["LCC and Payback","AE40","Net Benefit- RU6 CSL 2","%",{"$f":"E556+1","v":40},2,6,null,14,1,1,1,1,1,1,1,1,1,1.4E-3]
["LCC and Payback","AE41","Net Benefit- RU6 CSL 3","%",{"$f":"E557+1","v":41},3,6,null,0,"NA","NA","NA","NA","NA","NA","NA","NA","NA",0]
["LCC and Payback","AE42","Net Benefit- RU6 CSL 4","%",{"$f":"E558+1","v":42},4,6,null,0,"NA","NA","NA","NA","NA","NA","NA","NA","NA",0]
["LCC and Payback","AE45","Net Benefit- RU7 CSL 1","%",45,1,7,null,249,1,1,1,1,1,1,1,1,1,2.4899999999999999E-2]
["LCC and Payback","AE46","Net Benefit- RU7 CSL 2","%",{"$f":"E560+1","v":46},2,7,null,805,1,1,1,1,1,1,1,1,1,8.0500000000000002E-2]
["LCC and Payback","AE47","Net Benefit- RU7 CSL 3","%",{"$f":"E561+1","v":47},3,7,null,0,"NA","NA","NA","NA","NA","NA","NA","NA","NA",0]
["LCC and Payback","AE48","Net Benefit- RU7 CSL 4","%",{"$f":"E562+1","v":48},4,7,null,0,"NA","NA","NA","NA","NA","NA","NA","NA","NA",0]
["LCC and Payback","AE51","Net Benefit- RU8 CSL 1","%",51,1,8,null,2527,1,1,1,1,1,1,1,1,1,0.25269999999999998]
["LCC and Payback","AE52","Net Benefit- RU8 CSL 2","%",{"$f":"E564+1","v":52},2,8,null,2596,1,1,1,1,1,1,1,1,1,0.2596]
["LCC and Payback","AE53","Net Benefit- RU8 CSL 3","%",{"$f":"E565+1","v":53},3,8,null,2696,1,1,1,1,1,1,1,1,1,0.26960000000000001]
["LCC and Payback","AE54","Net Benefit- RU8 CSL 4","%",{"$f":"E566+1","v":54},4,8,null,2798,1,1,1,1,1,1,1,1,1,0.27979999999999999]
["LCC and Payback",{"$f":"\"AF\" &E568","v":"AF8"},{"$f":"\"PB undefined- RU\" &G568 & \" CSL \" &F568","v":"PB undefined- RU1 CSL 1"},"%",8,1,1,null,78,1,1,1,1,1,1,1,1,1,7.7999999999999996E-3]
["LCC and Payback",{"$f":"\"AF\" &E569","v":"AF9"},{"$f":"\"PB undefined- RU\" &G569 & \" CSL \" &F569","v":"PB undefined- RU1 CSL 2"},"%",{"$f":"E568+1","v":9},2,1,null,1858,1,1,1,1,1,1,1,1,1,0.18579999999999999]
["LCC and Payback","AF10","PB undefined- RU1 CSL 3","%",{"$f":"E569+1","v":10},3,1,null,3570,1,1,1,1,1,1,1,1,1,0.35699999999999998]
["LCC and Payback","AF11","PB undefined- RU1 CSL 4","%",{"$f":"E570+1","v":11},4,1,null,4839,1,1,1,1,1,1,1,1,1,0.4839]
["LCC and Payback",{"$f":"\"AF\" &E572","v":"AF12"},{"$f":"\"PB undefined- RU\" &G572 & \" CSL \" &F572","v":"PB undefined- RU1 CSL 5"},"%",12,5,1,null,4545,1,1,1,1,1,1,1,1,1,0.45450000000000002]
["LCC and Payback","AF15","PB undefined- RU2 CSL 1","%",15,1,2,null,31,1,1,1,1,1,1,1,1,1,3.0999999999999999E-3]
["LCC and Payback","AF16","PB undefined- RU2 CSL 2","%",{"$f":"E573+1","v":16},2,2,null,259,1,1,1,1,1,1,1,1,1,2.5899999999999999E-2]
["LCC and Payback","AF17","PB undefined- RU2 CSL 3","%",{"$f":"E574+1","v":17},3,2,null,576,1,1,1,1,1,1,1,1,1,5.7599999999999998E-2]
["LCC and Payback","AF18","PB undefined- RU2 CSL 4","%",{"$f":"E575+1","v":18},4,2,null,1188,1,1,1,1,1,1,1,1,1,0.1188]
["LCC and Payback","AF19","PB undefined- RU2 CSL 5","%",19,5,2,null,1188,1,1,1,1,1,1,1,1,1,0.1188]
["LCC and Payback","AF22","PB undefined- RU3 CSL 1","%",22,1,3,null,60,1,1,1,1,1,1,1,1,1,6.0000000000000001E-3]
["LCC and Payback","AF23","PB undefined- RU3 CSL 2","%",{"$f":"E578+1","v":23},2,3,null,82,1,1,1,1,1,1,1,1,1,8.2000000000000007E-3]
["LCC and Payback","AF24","PB undefined- RU3 CSL 3","%",{"$f":"E579+1","v":24},3,3,null,643,1,1,1,1,1,1,1,1,1,6.4299999999999996E-2]
["LCC and Payback","AF25","PB undefined- RU3 CSL 4","%",{"$f":"E580+1","v":25},4,3,null,1254,1,1,1,1,1,1,1,1,1,0.12540000000000001]
["LCC and Payback","AF26","PB undefined- RU3 CSL 5","%",26,5,3,null,1162,1,1,1,1,1,1,1,1,1,0.1162]
["LCC and Payback","AF29","PB undefined- RU4 CSL 1","%",29,1,4,null,2426,1,1,1,1,1,1,1,1,1,0.24260000000000001]
["LCC and Payback","AF30","PB undefined- RU4 CSL 2","%",{"$f":"E583+1","v":30},2,4,null,2980,1,1,1,1,1,1,1,1,1,0.29799999999999999]
["LCC and Payback","AF31","PB undefined- RU4 CSL 3","%",{"$f":"E584+1","v":31},3,4,null,2520,1,1,1,1,1,1,1,1,1,0.252]
["LCC and Payback","AF34","PB undefined- RU5 CSL 1","%",34,1,5,null,444,1,1,1,1,1,1,1,1,1,4.4400000000000002E-2]
["LCC and Payback","AF35","PB undefined- RU5 CSL 2","%",{"$f":"E586+1","v":35},2,5,null,1036,1,1,1,1,1,1,1,1,1,0.1036]
["LCC and Payback","AF36","PB undefined- RU5 CSL 3","%",{"$f":"E587+1","v":36},3,5,null,755,1,1,1,1,1,1,1,1,1,7.5499999999999998E-2]
["LCC and Payback","AF39","PB undefined- RU6 CSL 1","%",39,1,6,null,9507,1,1,1,1,1,1,1,1,1,0.95069999999999999]
["LCC and Payback","AF40","PB undefined- RU6 CSL 2","%",{"$f":"E589+1","v":40},2,6,null,10000,1,1,1,1,1,1,1,1,1,1]
["LCC and Payback","AF41","PB undefined- RU6 CSL 3","%",{"$f":"E590+1","v":41},3,6,null,10000,1,1,1,1,1,1,1,1,1,1]
["LCC and Payback","AF42","PB undefined- RU6 CSL 4","%",{"$f":"E591+1","v":42},4,6,null,10000,1,1,1,1,1,1,1,1,1,1]
["LCC and Payback","AF45","PB undefined- RU7 CSL 1","%",45,1,7,null,7815,1,1,1,1,1,1,1,1,1,0.78149999999999997]
["LCC and Payback","AF46","PB undefined- RU7 CSL 2","%",{"$f":"E593+1","v":46},2,7,null,8123,1,1,1,1,1,1,1,1,1,0.81230000000000002]
["LCC and Payback","AF47","PB undefined- RU7 CSL 3","%",{"$f":"E594+1","v":47},3,7,null,9822,1,1,1,1,1,1,1,1,1,0.98219999999999996]
["LCC and Payback","AF48","PB undefined- RU7 CSL 4","%",{"$f":"E595+1","v":48},4,7,null,9822,1,1,1,1,1,1,1,1,1,0.98219999999999996]
["LCC and Payback","AF51","PB undefined- RU8 CSL 1","%",51,1,8,null,5538,1,1,1,1,1,1,1,1,1,0.55379999999999996]
["LCC and Payback","AF52","PB undefined- RU8 CSL 2","%",{"$f":"E597+1","v":52},2,8,null,5667,1,1,1,1,1,1,1,1,1,0.56669999999999998]
["LCC and Payback","AF53","PB undefined- RU8 CSL 3","%",{"$f":"E598+1","v":53},3,8,null,6913,1,1,1,1,1,1,1,1,1,0.69130000000000003]
["LCC and Payback","AF54","PB undefined- RU8 CSL 4","%",{"$f":"E599+1","v":54},4,8,null,6847,1,1,1,1,1,1,1,1,1,0.68469999999999998]
["Equipment Price",{"$f":"\"R\" &E601","v":"R7"},{"$f":"\"Retail Price- RU\" &G601 & \" CSL \" &F601","v":"Retail Price- RU1 CSL 0"},"$",7,0,1,null,10000,498.10750000000002,346.71409999999997,672.44510000000002,526.86950000000002,468.06400000000002,468.06400000000002,498.10750000000002,498.10750000000002,672.44510000000002,1]
["Equipment Price","R8",{"$f":"\"Retail Price- RU\" &G602 & \" CSL \" &F602","v":"Retail Price- RU1 CSL 1"},"$",{"$f":"E601+1","v":8},1,1,null,10000,502.23719999999997,349.58870000000002,678.02020000000005,531.23770000000002,471.94470000000001,471.94470000000001,502.23719999999997,502.23719999999997,678.02020000000005,1]
["Equipment Price","R9","Retail Price- RU1 CSL 2","$",{"$f":"E602+1","v":9},2,1,null,10000,549.54280000000006,383.60309999999998,734.78689999999995,578.8098,512.76199999999994,512.76199999999994,549.54280000000006,549.54280000000006,734.78689999999995,1]
["Equipment Price","R10","Retail Price- RU1 CSL 3","$",10,3,1,null,10000,566.7903,396.00470000000001,755.48400000000004,596.15449999999998,527.64390000000003,527.64390000000003,566.7903,566.7903,755.48400000000004,1]
["Equipment Price","R11","Retail Price- RU1 CSL 4","$",{"$f":"E604+1","v":11},4,1,null,10000,794.51520000000005,559.74689999999998,1028.7538,825.16229999999996,724.13459999999998,724.13459999999998,794.51520000000005,794.51520000000005,1028.7538,1]
["Equipment Price",{"$f":"\"R\" &E606","v":"R12"},"Retail Price- RU1 CSL 5","$",12,5,1,null,10000,878.41549999999995,620.07420000000002,1129.4341999999999,909.53530000000001,796.52739999999994,796.52739999999994,878.41549999999995,878.41549999999995,1129.4341999999999,1]
["Equipment Price","R14","Retail Price- RU2 CSL 0","$",14,0,2,null,10000,1272.2598,885.57280000000003,1717.5507,1345.7234000000001,1195.5233000000001,1195.5233000000001,1272.2598,1272.2598,1717.5507,1]
["Equipment Price","R15","Retail Price- RU2 CSL 1","$",{"$f":"E607+1","v":15},1,2,null,10000,1606.8803,1118.4897000000001,2169.2883000000002,1699.6657,1509.9611,1509.9611,1606.8803,1606.8803,2169.2883000000002,1]
["Equipment Price","R16","Retail Price- RU2 CSL 2","$",{"$f":"E608+1","v":16},2,2,null,10000,1828.7860000000001,1278.0478000000001,2435.5752000000002,1922.8216,1701.4308000000001,1701.4308000000001,1828.7860000000001,1828.7860000000001,2435.5752000000002,1]
["Equipment Price","R17","Retail Price- RU2 CSL 3","$",{"$f":"E609+1","v":17},3,2,null,10000,1844.614,1289.4286999999999,2454.5689000000002,1938.7388000000001,1715.0879,1715.0879,1844.614,1844.614,2454.5689000000002,1]
["Equipment Price","R18","Retail Price- RU2 CSL 4","$",{"$f":"E610+1","v":18},4,2,null,10000,2935.6637000000001,2073.9322999999999,3763.8285000000001,3035.9353000000001,2656.4922000000001,2656.4922000000001,2935.6637000000001,2935.6637000000001,3763.8285000000001,1]
["Equipment Price","R19","Retail Price- RU2 CSL 5","$",{"$f":"E611+1","v":19},5,2,null,10000,2935.6637000000001,2073.9322999999999,3763.8285000000001,3035.9353000000001,2656.4922000000001,2656.4922000000001,2935.6637000000001,2935.6637000000001,3763.8285000000001,1]
["Equipment Price","R21","Retail Price- RU3 CSL 0","$",21,0,3,null,10000,2820.2894000000001,1963.0987,3807.3906999999999,2983.1401999999998,2650.1833000000001,2650.1833000000001,2820.2894000000001,2820.2894000000001,3807.3906999999999,1]
["Equipment Price","R22","Retail Price- RU3 CSL 1","$",{"$f":"E613+1","v":22},1,3,null,10000,3068.5291000000002,2135.8892000000001,4142.5142999999998,3245.7139999999999,2883.4504000000002,2883.4504000000002,3068.5291000000002,3068.5291000000002,4142.5142999999998,1]
["Equipment Price","R23","Retail Price- RU3 CSL 2","$",{"$f":"E614+1","v":23},2,3,null,10000,3479.9686999999999,2431.7289000000001,4636.2419,3659.4715999999999,3238.4580999999998,3238.4580999999998,3479.9686999999999,3479.9686999999999,4636.2419,1]
["Equipment Price","R24","Retail Price- RU3 CSL 3","$",24,3,3,null,10000,3943.2959999999998,2764.8777,5192.2344999999996,4125.4090999999999,3638.2366000000002,3638.2366000000002,3943.2959999999998,3943.2959999999998,5192.2344999999996,1]
["Equipment Price","R25","Retail Price- RU3 CSL 4","$",25,4,3,null,10000,5092.9315999999999,3591.5066000000002,6571.7973000000002,5281.5214999999998,4630.1912000000002,4630.1912000000002,5092.9315999999999,5092.9315999999999,6571.7973000000002,1]
["Equipment Price","R26","Retail Price- RU3 CSL 5","$",26,5,3,null,10000,5628.5713999999998,3976.6505999999999,7214.5649999999996,5820.1790000000001,5092.3640999999998,5092.3640999999998,5628.5713999999998,5628.5713999999998,7214.5649999999996,1]
["Equipment Price","R28","Retail Price- RU4 CSL 0","$",28,0,4,null,10000,499.13909999999998,347.43220000000002,673.83770000000004,527.96069999999997,469.03339999999997,469.03339999999997,499.13909999999998,499.13909999999998,673.83770000000004,1]
["Equipment Price","R29","Retail Price- RU4 CSL 1","$",{"$f":"E619+1","v":29},1,4,null,10000,534.71050000000002,373.0093,716.52350000000001,563.73249999999996,499.726,499.726,534.71050000000002,534.71050000000002,716.52350000000001,1]
["Equipment Price","R30","Retail Price- RU4 CSL 2","$",{"$f":"E620+1","v":30},2,4,null,10000,793.25670000000002,558.91319999999996,1026.7789,823.73530000000005,722.8107,722.8107,793.25670000000002,793.25670000000002,1026.7789,1]
["Equipment Price","R31","Retail Price- RU4 CSL 3","$",31,3,4,null,10000,849.12800000000004,599.08659999999998,1093.8244,879.92129999999997,771.01880000000006,771.01880000000006,849.12800000000004,849.12800000000004,1093.8244,1]
["Equipment Price","R33","Retail Price- RU5 CSL 0","$",33,0,5,null,10000,2234.8485000000001,1555.595,3017.0454,2363.8944000000001,2100.0533,2100.0533,2234.8485000000001,2234.8485000000001,3017.0454,1]
["Equipment Price","R34","Retail Price- RU5 CSL 1","$",{"$f":"E623+1","v":34},1,5,null,10000,2550.9157,1782.8586,3396.3262,2681.7424000000001,2372.7696000000001,2372.7696000000001,2550.9157,2550.9157,3396.3262,1]
["Equipment Price","R35","Retail Price- RU5 CSL 2","$",{"$f":"E624+1","v":35},2,5,null,10000,3039.6738999999998,2134.2930999999999,3982.8359,3173.2541000000001,2794.491,2794.491,3039.6738999999998,3039.6738999999998,3982.8359,1]
["Equipment Price","R36","Retail Price- RU5 CSL 3","$",36,3,5,null,10000,3301.1659,2322.3152,4296.6262999999999,3436.2193000000002,3020.1174999999998,3020.1174999999998,3301.1659,3301.1659,4296.6262999999999,1]
["Equipment Price","R38","Retail Price- RU6 CSL 0","$",38,0,6,null,10000,502.23719999999997,349.58870000000002,678.02020000000005,531.23770000000002,471.94470000000001,471.94470000000001,502.23719999999997,502.23719999999997,678.02020000000005,1]
["Equipment Price","R39","Retail Price- RU6 CSL 1","$",{"$f":"E627+1","v":39},1,6,null,10000,549.54280000000006,383.60309999999998,734.78689999999995,578.8098,512.76199999999994,512.76199999999994,549.54280000000006,549.54280000000006,734.78689999999995,1]
["Equipment Price","R40","Retail Price- RU6 CSL 2","$",{"$f":"E628+1","v":40},2,6,null,10000,566.7903,396.00470000000001,755.48400000000004,596.15449999999998,527.64390000000003,527.64390000000003,566.7903,566.7903,755.48400000000004,1]
["Equipment Price","R41","Retail Price- RU6 CSL 3","$",41,3,6,null,10000,794.51520000000005,559.74689999999998,1028.7538,825.16229999999996,724.13459999999998,724.13459999999998,794.51520000000005,794.51520000000005,1028.7538,1]
["Equipment Price","R42","Retail Price- RU6 CSL 4","$",42,4,6,null,10000,878.41549999999995,620.07420000000002,1129.4341999999999,909.53530000000001,796.52739999999994,796.52739999999994,878.41549999999995,878.41549999999995,1129.4341999999999,1]
["Equipment Price","R44","Retail Price- RU7 CSL 0","$",44,0,7,null,10000,1606.8803,1118.4897000000001,2169.2883000000002,1699.6657,1509.9611,1509.9611,1606.8803,1606.8803,2169.2883000000002,1]
["Equipment Price","R45","Retail Price- RU7 CSL 1","$",{"$f":"E632+1","v":45},1,7,null,10000,1828.7860000000001,1278.0478000000001,2435.5752000000002,1922.8216,1701.4308000000001,1701.4308000000001,1828.7860000000001,1828.7860000000001,2435.5752000000002,1]
["Equipment Price","R46","Retail Price- RU7 CSL 2","$",{"$f":"E633+1","v":46},2,7,null,10000,1844.614,1289.4286999999999,2454.5689000000002,1938.7388000000001,1715.0879,1715.0879,1844.614,1844.614,2454.5689000000002,1]
["Equipment Price","R47","Retail Price- RU7 CSL 3","$",47,3,7,null,10000,2935.6637000000001,2073.9322999999999,3763.8285000000001,3035.9353000000001,2656.4922000000001,2656.4922000000001,2935.6637000000001,2935.6637000000001,3763.8285000000001,1]
["Equipment Price","R48","Retail Price- RU7 CSL 4","$",48,4,7,null,10000,2935.6637000000001,2073.9322999999999,3763.8285000000001,3035.9353000000001,2656.4922000000001,2656.4922000000001,2935.6637000000001,2935.6637000000001,3763.8285000000001,1]
["Equipment Price","R50","Retail Price- RU8 CSL 0","$",50,0,8,null,10000,3068.5291000000002,2135.8892000000001,4142.5142999999998,3245.7139999999999,2883.4504000000002,2883.4504000000002,3068.5291000000002,3068.5291000000002,4142.5142999999998,1]
["Equipment Price","R51","Retail Price- RU8 CSL 1","$",{"$f":"E637+1","v":51},1,8,null,10000,3479.9686999999999,2431.7289000000001,4636.2419,3659.4715999999999,3238.4580999999998,3238.4580999999998,3479.9686999999999,3479.9686999999999,4636.2419,1]
["Equipment Price","R52","Retail Price- RU8 CSL 2","$",{"$f":"E638+1","v":52},2,8,null,10000,3943.2959999999998,2764.8777,5192.2344999999996,4125.4090999999999,3638.2366000000002,3638.2366000000002,3943.2959999999998,3943.2959999999998,5192.2344999999996,1]
["Equipment Price","R53","Retail Price- RU8 CSL 3","$",{"$f":"E639+1","v":53},3,8,null,10000,5092.9315999999999,3591.5066000000002,6571.7973000000002,5281.5214999999998,4630.1912000000002,4630.1912000000002,5092.9315999999999,5092.9315999999999,6571.7973000000002,1]
["Equipment Price","R54","Retail Price- RU8 CSL 4","$",{"$f":"E640+1","v":54},4,8,null,10000,5628.5713999999998,3976.6505999999999,7214.5649999999996,5820.1790000000001,5092.3640999999998,5092.3640999999998,5628.5713999999998,5628.5713999999998,7214.5649999999996,1]
["END"]