## Summary
Summary LCC Results for North Region
|  | LCC Savings Comparison vs. 2011 Furnace DFR Results | [8 empty] | Cases as Requested by APGA |  |  |  | CASE 1 + Marginal Prices
| 2011 Furnace DFR | 16 year Fixed Lifetime | No Learning Curve | APGA Installation Costs | 2007 Final Rule Venting Fractions* | AEO 2011 Reference Case | AEO 2011 High Shale Case | Natural Gas Marginal Prices | Electric WH Switching for Orphaned WHs | No Relining | CASE 1 | CASE 2 | CASE 3 | CASE 4
Replacement and New Construction
90% AFUE - Condensing Design | 154.5686 | 72.1008 | 148.1988 | 168.1273 | - | 127.3992 | 98.1184 | 127.5588 | 147.7146 | 141.2547 | 62.1398 | 41.8801 | 60.6802 | 48.2764 | 43.9155
92% AFUE - Increased HX Area | 215.3244 | 109.7514 | 206.0443 | 228.8901 | - | 180.2329 | 143.1059 | 181.124 | 208.4774 | 202.0104 | 91.3487 | 65.7343 | 89.8896 | 77.4852 | 68.4352
95% AFUE - Increased HX Area | 323.1838 | 159.9404 | 301.6178 | 336.766 | - | 268.122 | 211.5288 | 271.1991 | 316.3533 | 309.8699 | 115.1603 | 75.7381 | 113.7016 | 101.2969 | 80.568
98% AFUE - Max Tech | 198.1447 | -5.1556 | 150.6198 | 211.2601 | - | 133.6122 | 52.8599 | 116.5925 | 190.8473 | 184.8309 | -85.3061 | -142.3481 | -86.9617 | -99.1696 | -138.9975
Replacement (75% of Shipments)
90% AFUE - Condensing Design | 90.443 | 11.5061 | 84.405 | 110.5121 | - | 62.9832 | 34.2822 | 66.8889 | 86.7486 | 72.5938 | 9.3358 | -10.5747 | 10.2721 | -9.2502 | -8.5374
92% AFUE - Increased HX Area | 151.1332 | 49.5693 | 142.327 | 171.2095 | - | 115.7478 | 79.3354 | 120.6069 | 147.4461 | 133.2839 | 39.0912 | 13.8681 | 40.0272 | 20.5052 | 16.6293
95% AFUE - Increased HX Area | 262.3067 | 103.5566 | 241.6353 | 282.3979 | - | 206.7115 | 150.872 | 214.1324 | 258.6344 | 244.4574 | 66.9521 | 28.0244 | 67.8846 | 48.3661 | 32.8268
98% AFUE - Max Tech | 158.2294 | -40.8939 | 113.2371 | 178.0751 | - | 92.5438 | 12.6492 | 80.9258 | 154.3116 | 140.3802 | -111.5159 | -167.8748 | -110.6529 | -130.102 | -164.6374
New Construction (25% of Shipments)
90% AFUE - Condensing Design | 342.8136 | 249.9806 | 335.4698 | 337.2606 | - | 316.4968 | 285.5139 | 305.6593 | 326.6843 | 342.8136 | 217.1495 | 196.5802 | 208.6566 | 217.1495 | 197.8944
92% AFUE - Increased HX Area | 403.7619 | 286.4199 | 393.0907 | 398.2153 | - | 369.5332 | 330.3084 | 358.7761 | 387.6391 | 403.7619 | 244.754 | 218.6984 | 236.2641 | 244.754 | 220.515
95% AFUE - Increased HX Area | 501.8929 | 325.459 | 477.7007 | 496.3674 | - | 448.3966 | 389.591 | 438.7225 | 485.7911 | 501.8929 | 256.6788 | 216.4556 | 248.2005 | 256.6788 | 220.7157
98% AFUE - Max Tech | 315.3189 | 99.7565 | 260.3594 | 308.6768 | - | 254.1714 | 170.9012 | 221.2944 | 298.1005 | 315.3189 | -8.3653 | -67.0645 | -17.4147 | -8.3653 | -63.7298
* See cell b27 below for note.
Case Description | Implementation
CASE 1:
Fixed Furnace Lifetime of 16 years | Replaced LCC lifetime distribution (cell D5 in "lifetime" worksheet in LCC spreadsheet) with a fixed value of 16 years.
No Learning Curve | Replaced learning curve price factor index (cell D99 in "Equip Price" worksheet in LCC spreadsheet) with 1 to represent no learning trends.
APGA Installation Costs | See "APGA Inst. Costs" worksheet.
2007 Furnace Final Rule Venting Weights | (*) No changes, since the 2011 Furnace DRF LCC analysis used similar weights as in 2007 Final Rule. (see "Venting Fraction Comparison" worksheet).
AEO 2011 Reference Case | Replaced regional AEO 2010 Reference Case prices with regional AEO 2011 Reference Case prices (cells BH9:DB40 in worksheet "Energy Price Trends" in LCC Spreadsheet). See "AEO Energy Price Trends" worksheet.
CASE 2:
Apply Case 1 | Applied Case 1 as described above.
AEO 2011 High Shale Case | Replaced regional AEO 2011 Reference Case prices with regional AEO 2011 High Shale EUR Case prices (cells BH9:DB40 in worksheet "Energy Price Trends" in LCC Spreadsheet). See "AEO Energy Price Trends" worksheet.
CASE 3:
Apply Case 1 | Applied Case 1 as described above.
Electric Water Heater replacement of 10% of Orphaned Water Heaters | Applied randomly to 10% of Orphaned Water Heaters. DOE used average equipment prices, installation costs, and energy use values from the 2010 Water Heating Final Rule (http://www1.eere.energy.gov/buildings/appliance_standards/residential/heating_products_fr.html). Because the average total installed cost of switching to an electric storage water heater (ESWH) ($1,005) is higher than the average cost of relining ($848) for a new gas storage water heater (GSWH), switching only occurs when the GSWH is at the end of its useful life. The average installed cost of a GSWH ($2019) includes the total installed cost of the water heater ($1,171) plus the cost of relining($848). The total installed cost of switching to an ESWH ($1005) includes both the total installed cost of the water heater ($710) plus the cost of adding electrical service ($295). On average, the consumer will see a total installed cost savings of ($1,014) when switching to an ESWH. But this is offset by the operating cost difference between gas and electric water heater. The operating cost is determined by calculating the average energy use for both ESWH and GSWH and multiplying the use by the appropriate energy prices. The average energy use for a ESWH is based on the average water consumption of 44 gallons/day and a baseline efficiency of 0.95 EF; for GSWH the same average water consumption of 44 gallons/day is used with a baseline efficiency of 0.62 EF (the energy efficiency standard in 2016). This results in 2,678 kWh/year for ESWH compared to 15.4 MMBtu/year for GSWHs.
CASE 4:
Apply Case 1 | Applied Case 1 as described above.
No Chimney Relining | Set Chimney Relining variable (cell F13 in "Installation Cost" worksheet in LCC Spreadsheet) equal to 0).
CASE 1 + Natural Gas Marginal Prices
Apply Case 1 | Applied Case 1 as described above.
Natural Gas Marginal Prices | Adjusted Energy Prices to account for Natural Gas Marginal Price Factors derived from RECS 2005 Billing Data (Marginal Price Factors multiplied times monthly energy prices by region in cells S25 to AD38 in "Energy Price" worksheet in LCC Spreadsheet). See "NG Marginal Price Factors" worksheet.

## 2011 Furnace DFR
2011 Furnace DFR LCC Results
| Simulation Results NATIONAL - 10000 samples | [9 empty] | AEO 2010 - Reference Case | Simulation Results NATIONAL - Replacements | [9 empty] | AEO 2010 - Reference Case | Simulation Results NATIONAL - New Construction | [9 empty] | AEO 2010 - Reference Case
|  |  | Average LCC Results | [6 empty] | Payback Results |  |  |  | Average LCC Results | [6 empty] | Payback Results |  |  |  | Average LCC Results | [6 empty] | Payback Results
|  |  | Installed | Lifetime |  | LCC | Net | No | Net |  |  |  |  | Installed | Lifetime |  | LCC | Net | No | Net |  |  |  |  | Installed | Lifetime |  | LCC | Net | No | Net
| Level | Description | Price | Oper. Cost* | LCC | Savings | Cost | Impact | Benefit | Median | Average | Level | Description | Price | Oper. Cost* | LCC | Savings | Cost | Impact | Benefit | Median | Average | Level | Description | Price | Oper. Cost* | LCC | Savings | Cost | Impact | Benefit | Median | Average
| NWGF | [10 empty] | NWGF | [10 empty] | NWGF
| 0 | 80% AFUE - Increased HX Area | 1785.73 | 9551.3987 | 11337.1287 | [6 empty] | 0 | 80% AFUE - Increased HX Area | 1590.4526 | 9440.8922 | 11031.3448 | [6 empty] | 0 | 80% AFUE - Increased HX Area | 2374.3844 | 9884.5151 | 12258.8995
| 1 | 90% AFUE - Condensing Design | 2356.7381 | 8621.4375 | 10978.1755 | 87.118 | 25.22% | 52.39% | 22.39% | 15.763 | 33.6461 | 1 | 90% AFUE - Condensing Design | 2357.2594 | 8521.7221 | 10878.9816 | -10.9682 | 31.31% | 52.08% | 16.61% | 21.06 | 41.6191 | 1 | 90% AFUE - Condensing Design | 2355.1665 | 8922.0245 | 11277.1911 | 382.7941 | 6.865% | 53.31% | 39.82% | 0 | 8.999
| 2 | 92% AFUE - Increased HX Area | 2418.7733 | 8455.7692 | 10874.5425 | 136.4881 | 25.98% | 41.81% | 32.21% | 11.8672 | 28.2045 | 2 | 92% AFUE - Increased HX Area | 2416.6624 | 8357.7953 | 10774.4577 | 39.3512 | 31.64% | 41.6% | 26.75% | 15.3285 | 34.3055 | 2 | 92% AFUE - Increased HX Area | 2425.1366 | 8751.1068 | 11176.2434 | 429.3028 | 8.912% | 42.43% | 48.66% | 3.7164 | 9.5395
| 3 | 95% AFUE - Increased HX Area | 2564.2727 | 8220.4624 | 10784.7351 | 204.8715 | 36.15% | 16.93% | 46.92% | 11.7401 | 24.2023 | 3 | 95% AFUE - Increased HX Area | 2556.0658 | 8124.9515 | 10681.0173 | 111.3428 | 41.22% | 16.77% | 42.02% | 12.993 | 27.4709 | 3 | 95% AFUE - Increased HX Area | 2589.0119 | 8508.3754 | 11097.3872 | 486.8094 | 20.88% | 17.42% | 61.7% | 8.377 | 14.2663
| 4 | 98% AFUE - Max Tech | 2829.8442 | 8114.2487 | 10944.0929 | 46.0027 | 64.18% | 0.46% | 35.36% | 20.1272 | 44.1862 | 4 | 98% AFUE - Max Tech | 2802.3892 | 8016.9305 | 10819.3197 | -26.4191 | 67.12% | 0.3862% | 32.49% | 20.701 | 45.4386 | 4 | 98% AFUE - Max Tech | 2912.606 | 8407.6097 | 11320.2157 | 264.315 | 55.32% | 0.6825% | 44% | 18.2436 | 40.3654
| MHGF | [10 empty] | MHGF | [10 empty] | MHGF
| 0 | 80% AFUE - Increased HX Area | 1431.9065 | 11748.8824 | 13180.7889 | [6 empty] | 0 | 80% AFUE - Increased HX Area | 1215.8435 | 11552.4598 | 12768.3032 | [6 empty] | 0 | 80% AFUE - Increased HX Area | 2727.0096 | 20743.4498 | 23470.4594
| 1 | 90% AFUE - Condensing Design | 2040.3434 | 10712.2265 | 12752.57 | 387.6427 | 43.61% | 9.66% | 46.73% | 10.5473 | 17.8595 | 1 | 90% AFUE - Condensing Design | 1870.2789 | 10516.4877 | 12386.7666 | 257.7028 | 46.2% | 8.547% | 36.93% | 11.7551 | 19.8111 | 1 | 90% AFUE - Condensing Design | 3621.3764 | 18878.827 | 22500.2034 | 876.8864 | 36.91% | 9.956% | 53.14% | 9.3303 | 15.8925
| 2 | 92% AFUE - Increased HX Area | 2247.8911 | 10502.9851 | 12750.8762 | 388.7733 | 46.79% | 7.68% | 45.53% | 11.6202 | 19.2294 | 2 | 92% AFUE - Increased HX Area | 2097.287 | 10309.2497 | 12406.5366 | 223.9465 | 49.58% | 6.515% | 35.58% | 13.0032 | 21.707 | 2 | 92% AFUE - Increased HX Area | 3927.7188 | 18511.6961 | 22439.4149 | 932.8452 | 39.5% | 8.237% | 52.26% | 10.1469 | 16.718
| 3 | 96% AFUE - Max Tech | 2540.1415 | 10109.9902 | 12650.1317 | 486.075 | 49.82% | 3.63% | 46.55% | 11.8874 | 19.224 | 3 | 96% AFUE - Max Tech | 2385.0908 | 9920.0035 | 12305.0942 | 293.5668 | 51.89% | 3.094% | 36.7% | 12.9819 | 21.2074 | 3 | 96% AFUE - Max Tech | 4424.3277 | 17822.1783 | 22246.5059 | 1118.7097 | 43.02% | 3.858% | 53.12% | 10.915 | 17.228
| OF | [10 empty] | OF | [10 empty] | OF
| 0 | 82% AFUE - Increased HX Area | 3008.3814 | 30286.8548 | 33295.2362 | [6 empty] | 0 | 82% AFUE - Increased HX Area | 2845.9174 | 30278.5343 | 33124.4516 | [6 empty] | 0 | 82% AFUE - Increased HX Area | 4470.5579 | 30361.7397 | 34832.2976
| 1 | 83% AFUE - Increased HX Area | 3156.7436 | 29945.8335 | 33102.5771 | 14.6934 | 9.89% | 58.28% | 31.83% | 1.0067 | 23.8689 | 1 | 83% AFUE - Increased HX Area | 2986.3676 | 29937.4468 | 32923.8143 | 9.7118 | 9.644% | 58.43% | 31.92% | 0.89961 | 24.6126 | 1 | 83% AFUE - Increased HX Area | 4690.1283 | 30021.314 | 34711.4423 | 59.5286 | 12.1% | 56.9% | 31% | 12.5803 | 17.4194
| 2 | 84% AFUE - Increased HX Area | 3393.8396 | 29612.7133 | 33006.5529 | -13.0999 | 24.49% | 38.61% | 36.9% | 1.8802 | 33.8395 | 2 | 84% AFUE - Increased HX Area | 3253.2466 | 29604.2618 | 32857.5083 | -47.5635 | 26.83% | 38.58% | 34.59% | 2.0248 | 37.0262 | 2 | 84% AFUE - Increased HX Area | 4659.1773 | 29688.7765 | 34347.9539 | 297.073 | 3.4% | 38.9% | 57.7% | 1.4226 | 5.0076
| 3 | 85% AFUE - Increased HX Area | 3621.7745 | 29287.2234 | 32908.9979 | -17.5197 | 34.58% | 33.04% | 32.38% | 19.7944 | 33.5156 | 3 | 85% AFUE - Increased HX Area | 3509.0218 | 29278.7085 | 32787.7304 | -79.4314 | 38.36% | 33.01% | 28.63% | 22.5139 | 36.9622 | 3 | 85% AFUE - Increased HX Area | 4636.5485 | 29363.8571 | 34000.4056 | 539.6864 | 0.6% | 33.3% | 66.1% | 0.94172 | 2.3618
| 4 | 97% AFUE - Max Tech | 4810.1021 | 27808.9238 | 32619.0259 | 271.5159 | 50.98% | 0.93% | 48.09% | 18.1922 | 48.2478 | 4 | 97% AFUE - Max Tech | 4828.321 | 27806.7227 | 32635.0437 | 74.8628 | 55.3% | 0.9% | 43.8% | 20.0287 | 52.7192 | 4 | 97% AFUE - Max Tech | 4646.1321 | 27828.7337 | 32474.8658 | 2041.3942 | 12.1% | 1.2% | 86.7% | 0 | 7.0861
| All dollar values are in 2009 $ |  |  | * discounted and summed over lifetime of equipment | [7 empty] | All dollar values are in 2009 $ |  |  | * discounted and summed over lifetime of equipment | [7 empty] | All dollar values are in 2009 $ |  |  | * discounted and summed over lifetime of equipment
| Simulation Results NORTH | [9 empty] | AEO 2010 - Reference Case | Simulation Results NORTH - Replacements | [9 empty] | AEO 2010 - Reference Case | Simulation Results NORTH - New Construction | [9 empty] | AEO 2010 - Reference Case
|  |  | Average LCC Results | [6 empty] | Payback Results |  |  |  | Average LCC Results | [6 empty] | Payback Results |  |  |  | Average LCC Results | [6 empty] | Payback Results
|  |  | Installed | Lifetime |  | LCC | Net | No | Net |  |  |  |  | Installed | Lifetime |  | LCC | Net | No | Net |  |  |  |  | Installed | Lifetime |  | LCC | Net | No | Net
| Level | Description | Price | Oper. Cost* | LCC | Savings | Cost | Impact | Benefit | Median | Average | Level | Description | Price | Oper. Cost* | LCC | Savings | Cost | Impact | Benefit | Median | Average | Level | Description | Price | Oper. Cost* | LCC | Savings | Cost | Impact | Benefit | Median | Average
| NWGF | 5986 | [9 empty] | NWGF | 4465 | [9 empty] | NWGF | 1521
| 0 | 80% AFUE - Increased HX Area | 1900.8332 | 11553.133 | 13453.9661 | [6 empty] | 0 | 80% AFUE - Increased HX Area | 1712.9291 | 11463.8086 | 13176.7376 | [6 empty] | 0 | 80% AFUE - Increased HX Area | 2452.4385 | 11815.351 | 14267.7895
| 1 | 90% AFUE - Condensing Design | 2473.8886 | 10409.3048 | 12883.1934 | 154.5686 | 9.99% | 71.37% | 18.64% | 10.1442 | 12.815 | 1 | 90% AFUE - Condensing Design | 2483.0638 | 10328.1759 | 12811.2397 | 90.443 | 12.59% | 71.78% | 15.63% | 12.9386 | 15.8888 | 1 | 90% AFUE - Condensing Design | 2446.9543 | 10647.4641 | 13094.4185 | 342.8136 | 2.367% | 70.15% | 27.48% | 2.5091 | 4.284
| 2 | 92% AFUE - Increased HX Area | 2536.1695 | 10205.5106 | 12741.6801 | 215.3244 | 10.93% | 56.5% | 32.58% | 7.6761 | 10.0743 | 2 | 92% AFUE - Increased HX Area | 2543.1161 | 10125.6234 | 12668.7395 | 151.1332 | 13.21% | 57.02% | 29.76% | 8.9538 | 11.7131 | 2 | 92% AFUE - Increased HX Area | 2515.7771 | 10440.025 | 12955.8021 | 403.7619 | 4.208% | 54.96% | 40.83% | 5.0915 | 5.4833
| 3 | 95% AFUE - Increased HX Area | 2684.8341 | 9915.9913 | 12600.8254 | 323.1838 | 22.77% | 22.92% | 54.31% | 9.428 | 11.3416 | 3 | 95% AFUE - Increased HX Area | 2686.5803 | 9837.8612 | 12524.4415 | 262.3067 | 25.02% | 22.82% | 52.16% | 9.7208 | 11.8745 | 3 | 95% AFUE - Increased HX Area | 2679.7079 | 10145.3476 | 12825.0554 | 501.8929 | 16.17% | 23.21% | 60.62% | 8.8265 | 9.7694
| 4 | 98% AFUE - Max Tech | 2942.8346 | 9783.7954 | 12726.63 | 198.1447 | 58.7% | 0.6181% | 40.68% | 17.1237 | 28.192 | 4 | 98% AFUE - Max Tech | 2924.7882 | 9704.4732 | 12629.2614 | 158.2294 | 60.04% | 0.5375% | 39.42% | 16.8998 | 26.4562 | 4 | 98% AFUE - Max Tech | 2995.811 | 10016.6511 | 13012.4621 | 315.3189 | 54.77% | 0.8547% | 44.38% | 17.8846 | 33.3248
| MHGF | 4892 | [9 empty] | MHGF | 2451 | [9 empty] | MHGF | 2441
| 0 | 80% AFUE - Increased HX Area | 1487.6211 | 13060.1766 | 14547.7977 | [6 empty] | 0 | 80% AFUE - Increased HX Area | 1413.3584 | 12796.7118 | 14210.0702 | [6 empty] | 0 | 80% AFUE - Increased HX Area | 1562.1881 | 13324.7207 | 14886.9088
| 1 | 90% AFUE - Condensing Design | 2111.7328 | 11974.3163 | 14086.0491 | 419.4211 | 43.6% | 9.669% | 46.73% | 10.6886 | 17.1643 | 1 | 90% AFUE - Condensing Design | 2165.6657 | 11718.4391 | 13884.1048 | 299.2979 | 51.16% | 8.894% | 39.94% | 11.9188 | 18.6511 | 1 | 90% AFUE - Condensing Design | 2057.579 | 12231.2418 | 14288.8208 | 540.0364 | 36.01% | 10.45% | 53.54% | 9.1336 | 15.6385
| 2 | 92% AFUE - Increased HX Area | 2317.8504 | 11740.3519 | 14058.2023 | 444.3301 | 46.16% | 7.727% | 46.12% | 11.4088 | 17.4735 | 2 | 92% AFUE - Increased HX Area | 2410.4406 | 11488.7229 | 13899.1635 | 283.6934 | 54.06% | 6.936% | 39% | 12.917 | 19.6041 | 2 | 92% AFUE - Increased HX Area | 2224.8809 | 11993.0118 | 14217.8927 | 605.6249 | 38.22% | 8.521% | 53.26% | 9.8074 | 15.2863
| 3 | 96% AFUE - Max Tech | 2610.9557 | 11300.9088 | 13911.8645 | 585.3701 | 48.57% | 3.475% | 47.96% | 11.5187 | 16.6467 | 3 | 96% AFUE - Max Tech | 2727.416 | 11057.2576 | 13784.6736 | 395.4457 | 56.34% | 3.101% | 40.55% | 12.6223 | 18.4347 | 3 | 96% AFUE - Max Tech | 2494.0183 | 11545.5581 | 14039.5764 | 776.0725 | 40.76% | 3.851% | 55.39% | 10.3533 | 14.8284
| OF | 8939 | [9 empty] | OF | 8033 | [9 empty] | OF | 906
| 0 | 82% AFUE - Increased HX Area | 3062.9575 | 30842.4519 | 33905.4094 | [6 empty] | 0 | 82% AFUE - Increased HX Area | 2896.0383 | 30848.8358 | 33744.8741 | [6 empty] | 0 | 82% AFUE - Increased HX Area | 4542.9379 | 30785.8495 | 35328.7874
| 1 | 83% AFUE - Increased HX Area | 3216.142 | 30495.0457 | 33711.1877 | 13.6457 | 10.07% | 58.1% | 31.83% | 0.97151 | 24.3557 | 1 | 83% AFUE - Increased HX Area | 3041.1908 | 30501.1907 | 33542.3815 | 8.3401 | 9.772% | 58.33% | 31.89% | 0.88091 | 25.1233 | 1 | 83% AFUE - Increased HX Area | 4767.3372 | 30440.5611 | 35207.8983 | 60.688 | 12.69% | 56.07% | 31.24% | 12.8971 | 17.9064
| 2 | 84% AFUE - Increased HX Area | 3460.4941 | 30155.6883 | 33616.1823 | -17.1214 | 24.8% | 38.57% | 36.63% | 1.9827 | 34.9029 | 2 | 84% AFUE - Increased HX Area | 3316.7407 | 30161.5999 | 33478.3405 | -53.2938 | 27.18% | 38.57% | 34.26% | 2.2404 | 38.2457 | 2 | 84% AFUE - Increased HX Area | 4735.0754 | 30103.2737 | 34838.3492 | 303.5994 | 3.753% | 38.63% | 57.62% | 1.4078 | 5.2328
| 3 | 85% AFUE - Increased HX Area | 3692.3198 | 29824.1039 | 33516.4238 | -21.2657 | 34.74% | 33.08% | 32.18% | 20.0385 | 34.3882 | 3 | 85% AFUE - Increased HX Area | 3577.2582 | 29829.7872 | 33407.0455 | -85.7353 | 38.58% | 33.08% | 28.35% | 22.7299 | 37.986 | 3 | 85% AFUE - Increased HX Area | 4712.507 | 29773.7132 | 34486.2202 | 550.3509 | 0.6623% | 33.11% | 66.23% | 0.96059 | 2.4709
| 4 | 97% AFUE - Max Tech | 4897.4179 | 28330.6904 | 33228.1083 | 267.1687 | 50.99% | 0.9061% | 48.1% | 18.164 | 48.7798 | 4 | 97% AFUE - Max Tech | 4918.2045 | 28339.7053 | 33257.9098 | 65.8729 | 55.3% | 0.8839% | 43.82% | 20.0549 | 53.2925 | 4 | 97% AFUE - Max Tech | 4713.1151 | 28250.7598 | 32963.8749 | 2051.9469 | 12.8% | 1.104% | 86.09% | 0 | 7.4716
| All dollar values are in 2009 $ |  |  | * discounted and summed over lifetime of equipment | [7 empty] | All dollar values are in 2009 $ |  |  | * discounted and summed over lifetime of equipment | [7 empty] | All dollar values are in 2009 $ |  |  | * discounted and summed over lifetime of equipment
| Simulation Results SOUTH | [9 empty] | AEO 2010 - Reference Case | Simulation Results SOUTH - Replacements | [9 empty] | AEO 2010 - Reference Case | Simulation Results SOUTH - New Construction | [9 empty] | AEO 2010 - Reference Case
|  |  | Average LCC Results | [6 empty] | Payback Results |  |  |  | Average LCC Results | [6 empty] | Payback Results |  |  |  | Average LCC Results | [6 empty] | Payback Results
|  |  | Installed | Lifetime |  | LCC | Net | No | Net |  |  |  |  | Installed | Lifetime |  | LCC | Net | No | Net |  |  |  |  | Installed | Lifetime |  | LCC | Net | No | Net
| Level | Description | Price | Oper. Cost* | LCC | Savings | Cost | Impact | Benefit | Median | Average | Level | Description | Price | Oper. Cost* | LCC | Savings | Cost | Impact | Benefit | Median | Average | Level | Description (EF value at 40 Gallon) | Price | Oper. Cost* | LCC | Savings | Cost | Impact | Benefit | Median | Average
| NWGF | 4014 | [9 empty] | NWGF | 3044 | [9 empty] | NWGF | 970
| 0 | 80% AFUE - Increased HX Area | 1614.0789 | 6566.2512 | 8180.3302 | [6 empty] | 0 | 80% AFUE - Increased HX Area | 1410.8017 | 6473.6379 | 7884.4397 | [6 empty] | 0 | 80% AFUE - Increased HX Area | 2251.9922 | 6856.8849 | 9108.8772
| 1 | 90% AFUE - Condensing Design | 2182.0337 | 5955.2258 | 8137.2595 | -13.4697 | 47.93% | 24.09% | 27.98% | 24.0745 | 45.4064 | 1 | 90% AFUE - Condensing Design | 2172.727 | 5871.9797 | 8044.7067 | -159.7201 | 58.77% | 23.19% | 18.04% | 31.8415 | 55.5393 | 1 | 90% AFUE - Condensing Design | 2211.2395 | 6216.4641 | 8427.7036 | 445.4852 | 13.92% | 26.91% | 59.18% | 0 | 12.0267
| 2 | 92% AFUE - Increased HX Area | 2243.7028 | 5846.4138 | 8090.1166 | 18.9213 | 48.43% | 19.91% | 31.66% | 21.324 | 42.9166 | 2 | 92% AFUE - Increased HX Area | 2231.1776 | 5764.7097 | 7995.8872 | -124.6128 | 58.67% | 18.99% | 22.34% | 27.946 | 51.9151 | 2 | 92% AFUE - Increased HX Area | 2283.0086 | 6102.8133 | 8385.8219 | 469.3519 | 16.29% | 22.78% | 60.93% | 0.27962 | 13.2591
| 3 | 95% AFUE - Increased HX Area | 2384.4818 | 5691.9531 | 8076.435 | 28.4346 | 56.1% | 7.997% | 35.9% | 20.514 | 40.2922 | 3 | 95% AFUE - Increased HX Area | 2364.6246 | 5612.4213 | 7977.046 | -110.0942 | 64.98% | 7.884% | 27.14% | 25.4631 | 46.6587 | 3 | 95% AFUE - Increased HX Area | 2446.7967 | 5941.5354 | 8388.3322 | 463.1578 | 28.25% | 8.351% | 63.4% | 7.1368 | 20.1879
| 4 | 98% AFUE - Max Tech | 2661.3439 | 5624.4862 | 8285.8302 | -180.8836 | 72.35% | 0.2242% | 27.43% | 28.8684 | 67.5078 | 4 | 98% AFUE - Max Tech | 2622.852 | 5541.6091 | 8164.4612 | -297.2653 | 77.5% | 0.1643% | 22.34% | 32.172 | 72.5944 | 4 | 98% AFUE - Max Tech | 2782.1372 | 5884.5665 | 8666.7036 | 184.3389 | 56.19% | 0.4124% | 43.4% | 18.9242 | 51.2514
| MHGF | 5108 | [9 empty] | MHGF | 2547 | [9 empty] | MHGF | 2561
| 0 | 80% AFUE - Increased HX Area | 1339.974 | 11452.832 | 12792.806 | [6 empty] | 0 | 80% AFUE - Increased HX Area | 1025.7731 | 10355.1053 | 11380.8785 | [6 empty] | 0 | 80% AFUE - Increased HX Area | 3837.2513 | 27814.5618 | 31651.8133
| 1 | 90% AFUE - Condensing Design | 1915.8975 | 10366.0595 | 12281.957 | 357.208 | 43.62% | 9.652% | 46.73% | 10.3229 | 18.509 | 1 | 90% AFUE - Condensing Design | 1586.0256 | 9359.8396 | 10945.8652 | 217.6755 | 41.43% | 8.213% | 34.03% | 11.5978 | 20.9142 | 1 | 90% AFUE - Condensing Design | 5111.8994 | 25214.9283 | 30326.8277 | 1197.9528 | 37.76% | 9.488% | 52.75% | 9.5133 | 16.1257
| 2 | 92% AFUE - Increased HX Area | 2124.3295 | 10162.4025 | 12286.732 | 335.5657 | 47.4% | 7.635% | 44.97% | 11.7764 | 20.8737 | 2 | 92% AFUE - Increased HX Area | 1795.9365 | 9174.2324 | 10970.169 | 166.4516 | 45.27% | 6.11% | 32.29% | 13.3691 | 23.7003 | 2 | 92% AFUE - Increased HX Area | 5550.7674 | 24724.9363 | 30275.7037 | 1244.733 | 40.73% | 7.966% | 51.31% | 10.6203 | 18.0423
| 3 | 96% AFUE - Max Tech | 2414.5885 | 9779.8991 | 12194.4876 | 390.9788 | 51.02% | 3.778% | 45.2% | 12.4279 | 21.6533 | 3 | 96% AFUE - Max Tech | 2055.6683 | 8825.614 | 10881.2823 | 195.5278 | 47.6% | 3.088% | 32.98% | 13.6506 | 23.8479 | 3 | 96% AFUE - Max Tech | 6264.1891 | 23804.6967 | 30068.8859 | 1445.292 | 45.18% | 3.866% | 50.96% | 11.5738 | 19.4668
| OF | 1061 | [9 empty] | OF | 967 | [9 empty] | OF | 94
| 0 | 82% AFUE - Increased HX Area | 2548.5738 | 25605.9099 | 28154.4837 | [6 empty] | 0 | 82% AFUE - Increased HX Area | 2429.556 | 25540.9621 | 27970.5181 | [6 empty] | 0 | 82% AFUE - Increased HX Area | 3772.9381 | 26274.043 | 30046.9811
| 1 | 83% AFUE - Increased HX Area | 2656.3084 | 25318.6821 | 27974.9904 | 23.5203 | 8.388% | 59.75% | 31.86% | 1.0848 | 19.6027 | 1 | 83% AFUE - Increased HX Area | 2530.9436 | 25254.3496 | 27785.2931 | 21.1063 | 8.583% | 59.26% | 32.16% | 0.99441 | 20.2775 | 1 | 83% AFUE - Increased HX Area | 3945.9658 | 25980.4855 | 29926.4512 | 48.3535 | 6.383% | 64.89% | 28.72% | 8.2634 | 11.546
| 2 | 84% AFUE - Increased HX Area | 2832.2714 | 25038.1104 | 27870.3819 | 20.7819 | 21.87% | 38.93% | 39.21% | 1.467 | 24.8282 | 2 | 84% AFUE - Increased HX Area | 2725.7922 | 24974.3791 | 27700.1713 | 0.039 | 23.99% | 38.68% | 37.33% | 1.4452 | 26.8776 | 2 | 84% AFUE - Increased HX Area | 3927.6483 | 25693.7295 | 29621.3777 | 234.1691 | 0% | 41.49% | 58.51% | 1.4974 | 2.7317
| 3 | 85% AFUE - Increased HX Area | 3027.4249 | 24763.967 | 27791.392 | 14.0409 | 33.27% | 32.7% | 34.02% | 17.2068 | 26.2048 | 3 | 85% AFUE - Increased HX Area | 2942.1724 | 24700.8232 | 27642.9957 | -27.0643 | 36.5% | 32.47% | 31.02% | 20.0327 | 28.5333 | 3 | 85% AFUE - Increased HX Area | 3904.4376 | 25413.5422 | 29317.9798 | 436.8993 | 0% | 35.11% | 64.89% | 0.90846 | 1.278
| 4 | 97% AFUE - Max Tech | 4074.4597 | 23413.004 | 27487.4637 | 308.1417 | 50.9% | 1.131% | 47.97% | 18.2429 | 43.7987 | 4 | 97% AFUE - Max Tech | 4081.6462 | 23379.1643 | 27460.8106 | 149.5429 | 55.33% | 1.034% | 43.64% | 19.7815 | 47.9486 | 4 | 97% AFUE - Max Tech | 4000.5304 | 23761.1205 | 27761.6509 | 1939.6844 | 5.319% | 2.128% | 92.55% | 0 | 3.7
| All dollar values are in 2009 $ |  |  | * discounted and summed over lifetime of equipment | [7 empty] | All dollar values are in 2009 $ |  |  | * discounted and summed over lifetime of equipment | [7 empty] | All dollar values are in 2009 $ |  |  | * discounted and summed over lifetime of equipment

## Case1
Case 1
APGA Request: 16 year lifetime, No learning curve, APGA Installation Costs, and AEO 2011 Ref
| Simulation Results NATIONAL - 10000 samples | [9 empty] | AEO 2011 - Reference Case | Simulation Results NATIONAL - Replacements | [9 empty] | AEO 2011 - Reference Case | Simulation Results NATIONAL - New Construction | [9 empty] | AEO 2011 - Reference Case
|  |  | Average LCC Results | [6 empty] | Payback Results |  |  |  | Average LCC Results | [6 empty] | Payback Results |  |  |  | Average LCC Results | [6 empty] | Payback Results
|  |  | Installed | Lifetime |  | LCC | Net | No | Net |  |  |  |  | Installed | Lifetime |  | LCC | Net | No | Net |  |  |  |  | Installed | Lifetime |  | LCC | Net | No | Net
| Level | Description | Price | Oper. Cost* | LCC | Savings | Cost | Impact | Benefit | Median | Average | Level | Description | Price | Oper. Cost* | LCC | Savings | Cost | Impact | Benefit | Median | Average | Level | Description | Price | Oper. Cost* | LCC | Savings | Cost | Impact | Benefit | Median | Average
| NWGF | [10 empty] | NWGF | [10 empty] | NWGF
| 0 | 80% AFUE - Increased HX Area | 1916.4025 | 6577.5332 | 8493.9356 | [6 empty] | 0 | 80% AFUE - Increased HX Area | 1730.6793 | 6531.4432 | 8262.1227 | [6 empty] | 0 | 80% AFUE - Increased HX Area | 2476.2558 | 6716.4691 | 9192.7248
| 1 | 90% AFUE - Condensing Design | 2459.3122 | 5941.5634 | 8400.8756 | -7.4925 | 28.39% | 52.39% | 19.22% | 16.8998 | 34.9239 | 1 | 90% AFUE - Condensing Design | 2446.9291 | 5900.0644 | 8346.9934 | -90.4744 | 34.51% | 52.08% | 13.41% | 22.1302 | 42.4794 | 1 | 90% AFUE - Condensing Design | 2496.6404 | 6066.6604 | 8563.3008 | 242.6525 | 9.956% | 53.31% | 36.73% | 0.68204 | 11.5678
| 2 | 92% AFUE - Increased HX Area | 2528.0529 | 5828.1253 | 8356.1782 | 11.2289 | 30.38% | 41.81% | 27.81% | 13.3088 | 29.57 | 2 | 92% AFUE - Increased HX Area | 2512.753 | 5787.3219 | 8300.075 | -70.1461 | 36.09% | 41.6% | 22.31% | 16.5419 | 35.1938 | 2 | 92% AFUE - Increased HX Area | 2574.1737 | 5951.1252 | 8525.2988 | 256.53 | 13.17% | 42.43% | 44.4% | 5.491 | 12.3727
| 3 | 95% AFUE - Increased HX Area | 2689.2795 | 5667.0158 | 8356.2953 | 7.0752 | 47.18% | 16.93% | 35.89% | 14.3476 | 27.1022 | 3 | 95% AFUE - Increased HX Area | 2667.2248 | 5627.1931 | 8294.4178 | -69.263 | 51.58% | 16.77% | 31.66% | 15.1957 | 29.9899 | 3 | 95% AFUE - Increased HX Area | 2755.7624 | 5787.0596 | 8542.8219 | 237.1927 | 33.92% | 17.42% | 48.66% | 11.115 | 18.3251
| 4 | 98% AFUE - Max Tech | 2982.089 | 5598.4953 | 8580.5842 | -216.3489 | 78.11% | 0.46% | 21.43% | 25.2242 | 51.9267 | 4 | 98% AFUE - Max Tech | 2939.114 | 5557.2549 | 8496.3689 | -270.4761 | 80.34% | 0.3862% | 19.27% | 25.4846 | 52.6589 | 4 | 98% AFUE - Max Tech | 3111.635 | 5722.8123 | 8834.4474 | -53.1851 | 71.38% | 0.6825% | 27.94% | 24.4498 | 49.7021
| MHGF | [10 empty] | MHGF | [10 empty] | MHGF
| 0 | 80% AFUE - Increased HX Area | 1517.7552 | 11486.8707 | 13004.6259 | [6 empty] | 0 | 80% AFUE - Increased HX Area | 1290.3915 | 11264.8296 | 12555.2212 | [6 empty] | 0 | 80% AFUE - Increased HX Area | 2891.6909 | 20271.8165 | 23163.5075
| 1 | 90% AFUE - Condensing Design | 2150.5835 | 10462.7718 | 12613.3553 | 354.5014 | 46.11% | 9.66% | 44.23% | 12.4793 | 21.9543 | 1 | 90% AFUE - Condensing Design | 1960.8391 | 10245.8584 | 12206.6975 | 231.2044 | 47.87% | 8.547% | 35.27% | 13.7665 | 24.1188 | 1 | 90% AFUE - Condensing Design | 3842.932 | 18434.7001 | 22277.6321 | 801.1489 | 40.14% | 9.956% | 49.9% | 11.3536 | 19.7718
| 2 | 92% AFUE - Increased HX Area | 2371.0213 | 10258.2212 | 12629.2425 | 339.4671 | 49.58% | 7.68% | 42.74% | 13.7929 | 23.2957 | 2 | 92% AFUE - Increased HX Area | 2200.8176 | 10043.8442 | 12244.6618 | 182.8013 | 50.91% | 6.515% | 34.25% | 14.9779 | 26.1021 | 2 | 92% AFUE - Increased HX Area | 4173.6617 | 18075.9631 | 22249.6248 | 826.1104 | 43.68% | 8.237% | 48.08% | 12.5012 | 20.4483
| 3 | 96% AFUE - Max Tech | 2673.9969 | 9874.0277 | 12548.0246 | 417.177 | 53.44% | 3.63% | 42.93% | 13.95 | 22.0351 | 3 | 96% AFUE - Max Tech | 2491.4036 | 9664.4024 | 12155.8061 | 239.4916 | 54.37% | 3.094% | 34.22% | 14.9962 | 23.8157 | 3 | 96% AFUE - Max Tech | 4700.8574 | 17402.1929 | 22103.0501 | 966.7505 | 47.58% | 3.858% | 48.56% | 13.1205 | 20.2437
| OF | [10 empty] | OF | [10 empty] | OF
| 0 | 82% AFUE - Increased HX Area | 3238.3901 | 29582.3706 | 32820.7607 | [6 empty] | 0 | 82% AFUE - Increased HX Area | 3070.4012 | 29575.6228 | 32646.0239 | [6 empty] | 0 | 82% AFUE - Increased HX Area | 4750.2908 | 29643.1013 | 34393.3921
| 1 | 83% AFUE - Increased HX Area | 3393.5349 | 29249.3815 | 32642.9165 | 5.3481 | 10.39% | 58.28% | 31.33% | 1.1388 | 25.1194 | 1 | 83% AFUE - Increased HX Area | 3218.7093 | 29242.5523 | 32461.2616 | -0.72608 | 10.16% | 58.43% | 31.41% | 1.0358 | 25.956 | 1 | 83% AFUE - Increased HX Area | 4966.9661 | 29310.8443 | 34277.8104 | 60.0155 | 12.5% | 56.9% | 30.6% | 12.3763 | 17.8631
| 2 | 84% AFUE - Increased HX Area | 3631.3108 | 28924.1065 | 32555.4173 | -27.3503 | 25.06% | 38.61% | 36.33% | 2.2437 | 33.7691 | 2 | 84% AFUE - Increased HX Area | 3485.8324 | 28917.1978 | 32403.0301 | -62.4916 | 27.39% | 38.58% | 34.03% | 2.5965 | 36.8727 | 2 | 84% AFUE - Increased HX Area | 4940.6163 | 28986.2853 | 33926.9015 | 288.9212 | 4.1% | 38.9% | 57% | 1.6178 | 5.6895
| 3 | 85% AFUE - Increased HX Area | 3853.4858 | 28606.2813 | 32459.7671 | -30.6412 | 34.64% | 33.04% | 32.32% | 19.8372 | 34.5866 | 3 | 85% AFUE - Increased HX Area | 3734.9756 | 28599.2947 | 32334.2703 | -92.3802 | 38.37% | 33.01% | 28.62% | 22.8165 | 38.1288 | 3 | 85% AFUE - Increased HX Area | 4920.0772 | 28669.1604 | 33589.2377 | 525.0098 | 1.1% | 33.3% | 65.6% | 1.0657 | 2.5686
| 4 | 97% AFUE - Max Tech | 5086.7001 | 27192.0982 | 32278.7983 | 150.7158 | 53.13% | 0.93% | 45.94% | 19.422 | 50.5245 | 4 | 97% AFUE - Max Tech | 5098.3429 | 27191.9044 | 32290.2473 | -45.568 | 57.64% | 0.9% | 41.46% | 21.1007 | 55.207 | 4 | 97% AFUE - Max Tech | 4981.9139 | 27193.8428 | 32175.7567 | 1917.2707 | 12.5% | 1.2% | 86.3% | 0 | 7.4484
| All dollar values are in 2009 $ |  |  | * discounted and summed over lifetime of equipment | [7 empty] | All dollar values are in 2009 $ |  |  | * discounted and summed over lifetime of equipment | [7 empty] | All dollar values are in 2009 $ |  |  | * discounted and summed over lifetime of equipment
| Simulation Results NORTH | [9 empty] | AEO 2011 - Reference Case | Simulation Results NORTH - Replacements | [9 empty] | AEO 2011 - Reference Case | Simulation Results NORTH - New Construction | [9 empty] | AEO 2011 - Reference Case
|  |  | Average LCC Results | [6 empty] | Payback Results |  |  |  | Average LCC Results | [6 empty] | Payback Results |  |  |  | Average LCC Results | [6 empty] | Payback Results
|  |  | Installed | Lifetime |  | LCC | Net | No | Net |  |  |  |  | Installed | Lifetime |  | LCC | Net | No | Net |  |  |  |  | Installed | Lifetime |  | LCC | Net | No | Net
| Level | Description | Price | Oper. Cost* | LCC | Savings | Cost | Impact | Benefit | Median | Average | Level | Description | Price | Oper. Cost* | LCC | Savings | Cost | Impact | Benefit | Median | Average | Level | Description | Price | Oper. Cost* | LCC | Savings | Cost | Impact | Benefit | Median | Average
| NWGF | 5986 | [9 empty] | NWGF | 4465 | [9 empty] | NWGF | 1521
| 0 | 80% AFUE - Increased HX Area | 2024.1726 | 7871.4552 | 9895.6279 | [6 empty] | 0 | 80% AFUE - Increased HX Area | 1844.2655 | 7828.6777 | 9672.9433 | [6 empty] | 0 | 80% AFUE - Increased HX Area | 2552.3024 | 7997.0315 | 10549.3339
| 1 | 90% AFUE - Condensing Design | 2572.5305 | 7097.7563 | 9670.2869 | 62.1398 | 12.9% | 71.37% | 15.74% | 11.7287 | 14.0921 | 1 | 90% AFUE - Condensing Design | 2566.6459 | 7058.8411 | 9625.487 | 9.3358 | 16.17% | 71.78% | 12.05% | 14.0309 | 17.1582 | 1 | 90% AFUE - Condensing Design | 2589.8052 | 7211.9947 | 9801.7999 | 217.1495 | 3.287% | 70.15% | 26.56% | 3.9348 | 5.5826
| 2 | 92% AFUE - Increased HX Area | 2641.5434 | 6959.6508 | 9601.1942 | 91.3487 | 14.98% | 56.5% | 28.52% | 9.4075 | 11.6099 | 2 | 92% AFUE - Increased HX Area | 2633.1894 | 6921.2769 | 9554.4663 | 39.0912 | 17.96% | 57.02% | 25.02% | 10.7902 | 13.2003 | 2 | 92% AFUE - Increased HX Area | 2666.0671 | 7072.3002 | 9738.3673 | 244.754 | 6.246% | 54.96% | 38.79% | 6.6722 | 7.1568
| 3 | 95% AFUE - Increased HX Area | 2806.2773 | 6763.4674 | 9569.7447 | 115.1603 | 35.58% | 22.92% | 41.5% | 11.9395 | 13.9076 | 3 | 95% AFUE - Increased HX Area | 2792.1608 | 6725.8573 | 9518.0181 | 66.9521 | 37.81% | 22.82% | 39.37% | 12.0607 | 14.3326 | 3 | 95% AFUE - Increased HX Area | 2847.7174 | 6873.8744 | 9721.5917 | 256.6788 | 29.06% | 23.21% | 47.73% | 11.0851 | 12.6538
| 4 | 98% AFUE - Max Tech | 3090.5985 | 6680.8089 | 9771.4074 | -85.3061 | 75.94% | 0.6181% | 23.44% | 21.598 | 36.0092 | 4 | 98% AFUE - Max Tech | 3055.0044 | 6642.5082 | 9697.5126 | -111.5159 | 77.33% | 0.5375% | 22.13% | 21.1967 | 33.9741 | 4 | 98% AFUE - Max Tech | 3195.0874 | 6793.2433 | 9988.3307 | -8.3653 | 71.86% | 0.8547% | 27.28% | 23.5116 | 41.9791
| MHGF | 4892 | [9 empty] | MHGF | 2451 | [9 empty] | MHGF | 2441
| 0 | 80% AFUE - Increased HX Area | 1573.3376 | 12768.4732 | 14341.8109 | [6 empty] | 0 | 80% AFUE - Increased HX Area | 1495.4626 | 12471.3625 | 13966.8252 | [6 empty] | 0 | 80% AFUE - Increased HX Area | 1651.5317 | 13066.8011 | 14718.3328
| 1 | 90% AFUE - Condensing Design | 2222.4481 | 11689.5136 | 13911.9617 | 390.9711 | 46.81% | 9.669% | 43.52% | 12.7826 | 23.2201 | 1 | 90% AFUE - Condensing Design | 2266.8778 | 11405.5405 | 13672.4184 | 270.9008 | 53.57% | 8.894% | 37.54% | 14.1212 | 25.2939 | 1 | 90% AFUE - Condensing Design | 2177.8363 | 11974.65 | 14152.4863 | 511.5333 | 40.02% | 10.45% | 49.53% | 11.4376 | 21.0896
| 2 | 92% AFUE - Increased HX Area | 2445.2942 | 11460.8116 | 13906.1058 | 396.5496 | 49.65% | 7.727% | 42.62% | 13.7591 | 22.8805 | 2 | 92% AFUE - Increased HX Area | 2532.466 | 11181.7351 | 13714.2011 | 233.6497 | 56.06% | 6.936% | 37.01% | 15.0274 | 25.671 | 2 | 92% AFUE - Increased HX Area | 2357.7653 | 11741.0314 | 14098.7967 | 560.1169 | 43.22% | 8.521% | 48.26% | 12.4606 | 20.0104
| 3 | 96% AFUE - Max Tech | 2745.7069 | 11031.2438 | 13776.9507 | 520.3629 | 52.82% | 3.475% | 43.7% | 13.6053 | 19.5747 | 3 | 96% AFUE - Max Tech | 2846.8431 | 10761.364 | 13608.2071 | 335.7317 | 59.28% | 3.101% | 37.62% | 14.802 | 21.14 | 3 | 96% AFUE - Max Tech | 2644.1564 | 11302.2292 | 13946.3856 | 705.7505 | 46.33% | 3.851% | 49.82% | 12.7798 | 17.9834
| OF | 8939 | [9 empty] | OF | 8033 | [9 empty] | OF | 906
| 0 | 82% AFUE - Increased HX Area | 3294.6609 | 30143.7488 | 33438.4097 | [6 empty] | 0 | 82% AFUE - Increased HX Area | 3122.1226 | 30151.4612 | 33273.5838 | [6 empty] | 0 | 82% AFUE - Increased HX Area | 4824.4626 | 30075.3668 | 34899.8294
| 1 | 83% AFUE - Increased HX Area | 3455.1754 | 29804.2907 | 33259.4662 | 3.7473 | 10.57% | 58.1% | 31.32% | 1.1388 | 25.7042 | 1 | 83% AFUE - Increased HX Area | 3275.851 | 29811.7521 | 33087.6031 | -2.8137 | 10.32% | 58.33% | 31.35% | 1.0323 | 26.5963 | 1 | 83% AFUE - Increased HX Area | 5045.1459 | 29738.135 | 34783.281 | 61.9202 | 12.8% | 56.07% | 31.13% | 12.6517 | 18.2086
| 2 | 84% AFUE - Increased HX Area | 3700.4764 | 29472.6965 | 33173.1729 | -32.1739 | 25.5% | 38.57% | 35.93% | 2.4826 | 34.7558 | 2 | 84% AFUE - Increased HX Area | 3551.8192 | 29479.9125 | 33031.7316 | -69.0902 | 27.87% | 38.57% | 33.56% | 3.2409 | 38.0005 | 2 | 84% AFUE - Increased HX Area | 5018.5378 | 29408.7166 | 34427.2543 | 295.1427 | 4.415% | 38.63% | 56.95% | 1.5442 | 5.9564
| 3 | 85% AFUE - Increased HX Area | 3927.8774 | 29148.6965 | 33076.574 | -36.4808 | 34.99% | 33.08% | 31.93% | 20.2248 | 35.6425 | 3 | 85% AFUE - Increased HX Area | 3807.37 | 29155.6726 | 32963.0426 | -101.1693 | 38.81% | 33.08% | 28.11% | 23.0536 | 39.3632 | 3 | 85% AFUE - Increased HX Area | 4996.3502 | 29086.8437 | 34083.194 | 537.0764 | 1.104% | 33.11% | 65.78% | 1.064 | 2.6351
| 4 | 97% AFUE - Max Tech | 5175.9779 | 27717.2407 | 32893.2186 | 148.1021 | 53.06% | 0.9061% | 46.03% | 19.4181 | 51.7153 | 4 | 97% AFUE - Max Tech | 5190.5003 | 27728.4005 | 32918.9008 | -53.5288 | 57.55% | 0.8839% | 41.57% | 21.1016 | 56.527 | 4 | 97% AFUE - Max Tech | 5047.2161 | 27618.2925 | 32665.5086 | 1935.8517 | 13.25% | 1.104% | 85.65% | 0 | 7.7804
| All dollar values are in 2009 $ |  |  | * discounted and summed over lifetime of equipment | [7 empty] | All dollar values are in 2009 $ |  |  | * discounted and summed over lifetime of equipment | [7 empty] | All dollar values are in 2009 $ |  |  | * discounted and summed over lifetime of equipment
| Simulation Results SOUTH | [9 empty] | AEO 2011 - Reference Case | Simulation Results SOUTH - Replacements | [9 empty] | AEO 2011 - Reference Case | Simulation Results SOUTH - New Construction | [9 empty] | AEO 2011 - Reference Case
|  |  | Average LCC Results | [6 empty] | Payback Results |  |  |  | Average LCC Results | [6 empty] | Payback Results |  |  |  | Average LCC Results | [6 empty] | Payback Results
|  |  | Installed | Lifetime |  | LCC | Net | No | Net |  |  |  |  | Installed | Lifetime |  | LCC | Net | No | Net |  |  |  |  | Installed | Lifetime |  | LCC | Net | No | Net
| Level | Description | Price | Oper. Cost* | LCC | Savings | Cost | Impact | Benefit | Median | Average | Level | Description | Price | Oper. Cost* | LCC | Savings | Cost | Impact | Benefit | Median | Average | Level | Description (EF value at 40 Gallon) | Price | Oper. Cost* | LCC | Savings | Cost | Impact | Benefit | Median | Average
| NWGF | 4014 | [9 empty] | NWGF | 3044 | [9 empty] | NWGF | 970
| 0 | 80% AFUE - Increased HX Area | 1755.6868 | 4647.9325 | 6403.6193 | [6 empty] | 0 | 80% AFUE - Increased HX Area | 1564.0689 | 4628.6338 | 6192.7027 | [6 empty] | 0 | 80% AFUE - Increased HX Area | 2357.0116 | 4708.4943 | 7065.5059
| 1 | 90% AFUE - Condensing Design | 2290.4718 | 4217.3555 | 6507.8273 | -111.3337 | 51.49% | 24.09% | 24.41% | 25.2054 | 46.6848 | 1 | 90% AFUE - Condensing Design | 2271.326 | 4200.3475 | 6471.6735 | -236.8779 | 61.4% | 23.19% | 15.41% | 33.467 | 56.1783 | 1 | 90% AFUE - Condensing Design | 2350.5542 | 4270.729 | 6621.2832 | 282.6422 | 20.41% | 26.91% | 52.68% | 0 | 15.4113
| 2 | 92% AFUE - Increased HX Area | 2358.8067 | 4140.7034 | 6499.5101 | -108.2521 | 53.34% | 19.91% | 26.76% | 22.9018 | 44.1431 | 2 | 92% AFUE - Increased HX Area | 2336.0945 | 4124.0142 | 6460.1087 | -230.3775 | 62.68% | 18.99% | 18.33% | 29.812 | 52.3347 | 2 | 92% AFUE - Increased HX Area | 2430.081 | 4193.0765 | 6623.1575 | 274.9952 | 24.02% | 22.78% | 53.2% | 2.032 | 17.1556
| 3 | 95% AFUE - Increased HX Area | 2514.8029 | 4031.8989 | 6546.7018 | -154.1101 | 64.47% | 7.997% | 27.53% | 23.5895 | 43.6141 | 3 | 95% AFUE - Increased HX Area | 2483.9661 | 4015.6504 | 6499.6165 | -269.0659 | 71.78% | 7.884% | 20.34% | 28.1451 | 49.2595 | 3 | 95% AFUE - Increased HX Area | 2611.5732 | 4082.889 | 6694.4622 | 206.6377 | 41.55% | 8.351% | 50.1% | 11.2704 | 25.7931
| 4 | 98% AFUE - Max Tech | 2820.2708 | 3984.462 | 6804.7328 | -411.7705 | 81.34% | 0.2242% | 18.44% | 35.2468 | 73.9475 | 4 | 98% AFUE - Max Tech | 2769.1235 | 3965.3837 | 6734.5073 | -503.6421 | 84.76% | 0.1643% | 15.08% | 38.1948 | 77.9743 | 4 | 98% AFUE - Max Tech | 2980.7783 | 4044.3323 | 7025.1107 | -123.4644 | 70.62% | 0.4124% | 28.97% | 27.4415 | 61.0907
| MHGF | 5108 | [9 empty] | MHGF | 2547 | [9 empty] | MHGF | 2561
| 0 | 80% AFUE - Increased HX Area | 1424.9749 | 11174.8112 | 12599.7862 | [6 empty] | 0 | 80% AFUE - Increased HX Area | 1093.0499 | 10103.7726 | 11196.8225 | [6 empty] | 0 | 80% AFUE - Increased HX Area | 4073.7404 | 27139.2286 | 31212.9692
| 1 | 90% AFUE - Condensing Design | 2024.1644 | 10110.7412 | 12134.9056 | 319.5738 | 45.44% | 9.652% | 44.91% | 12.11 | 20.7755 | 1 | 90% AFUE - Condensing Design | 1666.3354 | 9129.8863 | 10796.2217 | 193.0043 | 42.38% | 8.213% | 33.08% | 13.1317 | 23.0045 | 1 | 90% AFUE - Condensing Design | 5430.0069 | 24592.0536 | 30022.0605 | 1077.194 | 40.26% | 9.488% | 50.25% | 11.26 | 18.5666
| 2 | 92% AFUE - Increased HX Area | 2242.5879 | 9912.0818 | 12154.6697 | 284.7984 | 49.51% | 7.635% | 42.85% | 13.7967 | 23.6839 | 2 | 92% AFUE - Increased HX Area | 1881.6695 | 8948.842 | 10830.5115 | 133.8695 | 45.96% | 6.11% | 31.6% | 14.8747 | 26.5106 | 2 | 92% AFUE - Increased HX Area | 5904.4712 | 24114.0608 | 30018.532 | 1079.6404 | 44.12% | 7.966% | 47.91% | 12.6878 | 20.8524
| 3 | 96% AFUE - Max Tech | 2545.812 | 9538.9565 | 12084.7685 | 318.3545 | 54.03% | 3.778% | 42.19% | 14.4672 | 24.3519 | 3 | 96% AFUE - Max Tech | 2149.3612 | 8608.7869 | 10758.1481 | 146.879 | 49.64% | 3.088% | 30.95% | 15.4586 | 26.3605 | 3 | 96% AFUE - Max Tech | 6661.1881 | 23216.3324 | 29877.5203 | 1215.5209 | 48.77% | 3.866% | 47.36% | 13.765 | 22.3507
| OF | 1061 | [9 empty] | OF | 967 | [9 empty] | OF | 94
| 0 | 82% AFUE - Increased HX Area | 2764.3046 | 24852.7201 | 27617.0248 | [6 empty] | 0 | 82% AFUE - Increased HX Area | 2640.7441 | 24792.0548 | 27432.799 | [6 empty] | 0 | 82% AFUE - Increased HX Area | 4035.4004 | 25476.7979 | 29512.1983
| 1 | 83% AFUE - Increased HX Area | 2874.2093 | 24574.2323 | 27448.4416 | 18.8347 | 8.86% | 59.75% | 31.39% | 1.2021 | 19.9943 | 1 | 83% AFUE - Increased HX Area | 2744.025 | 24514.1329 | 27258.1579 | 16.6161 | 8.79% | 59.26% | 31.95% | 1.2021 | 20.5218 | 1 | 83% AFUE - Increased HX Area | 4213.4455 | 25192.4889 | 29405.9344 | 41.6576 | 9.574% | 64.89% | 25.53% | 8.8042 | 13.6966
| 2 | 84% AFUE - Increased HX Area | 3048.5854 | 24302.1973 | 27350.7827 | 13.2888 | 21.39% | 38.93% | 39.68% | 1.6442 | 25.4076 | 2 | 84% AFUE - Increased HX Area | 2937.6712 | 24242.6508 | 27180.322 | -7.6757 | 23.37% | 38.68% | 37.95% | 1.6256 | 27.4866 | 2 | 84% AFUE - Increased HX Area | 4189.5857 | 24914.7663 | 29104.352 | 228.956 | 1.064% | 41.49% | 57.45% | 1.6593 | 2.9919
| 3 | 85% AFUE - Increased HX Area | 3226.7309 | 24036.3942 | 27263.1251 | 18.5577 | 31.67% | 32.7% | 35.63% | 15.526 | 25.74 | 3 | 85% AFUE - Increased HX Area | 3133.5859 | 23977.388 | 27110.9739 | -19.368 | 34.64% | 32.47% | 32.89% | 18.5055 | 27.9663 | 3 | 85% AFUE - Increased HX Area | 4184.9351 | 24643.4047 | 28828.3398 | 408.7081 | 1.064% | 35.11% | 63.83% | 1.2031 | 1.9079
| 4 | 97% AFUE - Max Tech | 4334.5274 | 22767.7363 | 27102.2636 | 172.7369 | 53.72% | 1.131% | 45.15% | 19.4046 | 40.5263 | 4 | 97% AFUE - Max Tech | 4332.7791 | 22735.1586 | 27067.9377 | 20.5634 | 58.43% | 1.034% | 40.54% | 21.1007 | 44.1997 | 4 | 97% AFUE - Max Tech | 4352.5122 | 23102.8703 | 27455.3825 | 1738.1816 | 5.319% | 2.128% | 92.55% | 0.60312 | 4.4727
| All dollar values are in 2009 $ |  |  | * discounted and summed over lifetime of equipment | [7 empty] | All dollar values are in 2009 $ |  |  | * discounted and summed over lifetime of equipment | [7 empty] | All dollar values are in 2009 $ |  |  | * discounted and summed over lifetime of equipment

## Case2
Case 2
APGA Request: Case 1 + AEO 2011 High Shale prices
| Simulation Results NATIONAL - 10000 samples | [9 empty] | AEO 2011 - High Shale EUR Case | Simulation Results NATIONAL - Replacements | [9 empty] | AEO 2011 - High Shale EUR Case | Simulation Results NATIONAL - New Construction | [9 empty] | AEO 2011 - High Shale EUR Case
|  |  | Average LCC Results | [6 empty] | Payback Results |  |  |  | Average LCC Results | [6 empty] | Payback Results |  |  |  | Average LCC Results | [6 empty] | Payback Results
|  |  | Installed | Lifetime |  | LCC | Net | No | Net |  |  |  |  | Installed | Lifetime |  | LCC | Net | No | Net |  |  |  |  | Installed | Lifetime |  | LCC | Net | No | Net
| Level | Description | Price | Oper. Cost* | LCC | Savings | Cost | Impact | Benefit | Median | Average | Level | Description | Price | Oper. Cost* | LCC | Savings | Cost | Impact | Benefit | Median | Average | Level | Description | Price | Oper. Cost* | LCC | Savings | Cost | Impact | Benefit | Median | Average
| NWGF | [10 empty] | NWGF | [10 empty] | NWGF
| 0 | 80% AFUE - Increased HX Area | 1915.9398 | 6048.9913 | 7965.4837 | [6 empty] | 0 | 80% AFUE - Increased HX Area | 1730.4705 | 6010.283 | 7740.4483 | [6 empty] | 0 | 80% AFUE - Increased HX Area | 2475.8195 | 6165.9172 | 8641.7956
| 1 | 90% AFUE - Condensing Design | 2458.5588 | 5470.2956 | 7928.0025 | -29.2325 | 29.9% | 52.43% | 17.67% | 18.8136 | 38.5711 | 1 | 90% AFUE - Condensing Design | 2447.0467 | 5434.2734 | 7881.2066 | -112.1523 | 36.2% | 52.12% | 11.7% | 24.7354 | 46.849 | 1 | 90% AFUE - Condensing Design | 2493.5192 | 5575.1018 | 8072.6719 | 221.2098 | 10.89% | 53.38% | 35.69% | 0.69958 | 12.8931
| 2 | 92% AFUE - Increased HX Area | 2527.2914 | 5365.9322 | 7893.2071 | -15.5138 | 32.75% | 41.78% | 25.47% | 14.7736 | 31.5202 | 2 | 92% AFUE - Increased HX Area | 2512.8697 | 5330.1888 | 7842.9796 | -96.8197 | 38.53% | 41.57% | 19.91% | 18.1867 | 37.4701 | 2 | 92% AFUE - Increased HX Area | 2571.0339 | 5473.7276 | 8044.8589 | 230.0547 | 15.31% | 42.4% | 42.24% | 5.9996 | 13.2874
| 3 | 95% AFUE - Increased HX Area | 2688.5014 | 5219.6601 | 7908.1417 | -30.9271 | 51.64% | 16.9% | 31.46% | 15.964 | 29.9158 | 3 | 95% AFUE - Increased HX Area | 2667.3401 | 5185.5104 | 7852.6883 | -107.1087 | 55.96% | 16.75% | 27.3% | 16.9247 | 33.1197 | 3 | 95% AFUE - Increased HX Area | 2752.5877 | 5320.4245 | 8073.108 | 199.163 | 38.59% | 17.36% | 44.01% | 12.325 | 20.1574
| 4 | 98% AFUE - Max Tech | 2981.275 | 5164.9155 | 8145.3808 | -267.9902 | 81.57% | 0.46% | 17.97% | 28.4681 | 59.5266 | 4 | 98% AFUE - Max Tech | 2939.1297 | 5129.2152 | 8067.7696 | -321.8002 | 84.04% | 0.386% | 15.59% | 28.8177 | 60.6282 | 4 | 98% AFUE - Max Tech | 3108.6804 | 5270.4121 | 8382.7936 | -105.4815 | 74.12% | 0.6833% | 25.16% | 27.0213 | 56.1761
| MHGF | [10 empty] | MHGF | [10 empty] | MHGF
| 0 | 80% AFUE - Increased HX Area | 1517.7474 | 11022.4714 | 12540.2714 | [6 empty] | 0 | 80% AFUE - Increased HX Area | 1290.1609 | 10844.9515 | 12135.0575 | [6 empty] | 0 | 80% AFUE - Increased HX Area | 2890.3654 | 19511.8115 | 22402.193
| 1 | 90% AFUE - Condensing Design | 2150.3793 | 10042.842 | 12193.3487 | 314.6749 | 48.81% | 9.65% | 41.54% | 13.9106 | 25.0604 | 1 | 90% AFUE - Condensing Design | 1960.4807 | 9865.914 | 11826.3446 | 194.8044 | 50.47% | 8.552% | 32.67% | 15.2367 | 26.6423 | 1 | 90% AFUE - Condensing Design | 3841.2681 | 17747.17 | 21588.4558 | 737.0492 | 42.82% | 9.922% | 47.23% | 12.6094 | 23.4703
| 2 | 92% AFUE - Increased HX Area | 2370.5274 | 9846.9565 | 12217.619 | 291.9033 | 52.1% | 7.67% | 40.23% | 15.2589 | 26.0786 | 2 | 92% AFUE - Increased HX Area | 2200.1958 | 9671.7417 | 11871.9195 | 139.176 | 53.03% | 6.524% | 32.14% | 16.6019 | 29.0772 | 2 | 92% AFUE - Increased HX Area | 4171.4584 | 17402.5458 | 21574.0064 | 749.6987 | 46.5% | 8.205% | 45.28% | 13.8497 | 23.0449
| 3 | 96% AFUE - Max Tech | 2673.8033 | 9479.0486 | 12152.8553 | 353.7574 | 56.27% | 3.63% | 40.1% | 15.3756 | 24.6277 | 3 | 96% AFUE - Max Tech | 2490.834 | 9308.2571 | 11797.8769 | 181.8429 | 56.75% | 3.082% | 31.86% | 16.5417 | 26.364 | 3 | 96% AFUE - Max Tech | 4698.96 | 16756.3751 | 21455.3373 | 864.7585 | 50.77% | 3.873% | 45.36% | 14.4807 | 22.8842
| OF | [10 empty] | OF | [10 empty] | OF
| 0 | 82% AFUE - Increased HX Area | 3238.0775 | 29449.2932 | 32687.5296 | [6 empty] | 0 | 82% AFUE - Increased HX Area | 3070.3446 | 29443.6858 | 32513.0025 | [6 empty] | 0 | 82% AFUE - Increased HX Area | 4752.7197 | 29504.9346 | 34257.6544
| 1 | 83% AFUE - Increased HX Area | 3392.7398 | 29117.788 | 32510.5748 | 5.2702 | 10.34% | 58.31% | 31.35% | 1.1388 | 25.1159 | 1 | 83% AFUE - Increased HX Area | 3218.0856 | 29112.0873 | 32329.0281 | -0.45803 | 10.09% | 58.46% | 31.46% | 1.0512 | 25.9269 | 1 | 83% AFUE - Increased HX Area | 4969.8831 | 29174.2168 | 34144.1 | 58.7282 | 12.64% | 56.97% | 30.39% | 12.568 | 18.0511
| 2 | 84% AFUE - Increased HX Area | 3631.3062 | 28793.9625 | 32425.316 | -29.1318 | 25.04% | 38.64% | 36.32% | 2.2437 | 34.0104 | 2 | 84% AFUE - Increased HX Area | 3486.0209 | 28787.0452 | 32273.0505 | -63.9516 | 27.36% | 38.61% | 34.03% | 2.5965 | 37.1258 | 2 | 84% AFUE - Increased HX Area | 4943.2453 | 28851.1614 | 33794.4067 | 286.9194 | 4.112% | 38.92% | 56.97% | 1.6343 | 5.7314
| 3 | 85% AFUE - Increased HX Area | 3853.3407 | 28477.5536 | 32331.1014 | -33.5012 | 34.68% | 33.08% | 32.24% | 20.0103 | 34.7141 | 3 | 85% AFUE - Increased HX Area | 3734.9699 | 28471.6725 | 32205.6844 | -94.9122 | 38.4% | 33.07% | 28.53% | 22.8638 | 38.2651 | 3 | 85% AFUE - Increased HX Area | 4922.2399 | 28535.5057 | 33457.7456 | 522.5492 | 1.103% | 33.2% | 65.7% | 1.0661 | 2.5739
| 4 | 97% AFUE - Max Tech | 5088.1403 | 27074.1624 | 32162.3028 | 136.6342 | 53.44% | 0.93% | 45.63% | 19.5508 | 51.5888 | 4 | 97% AFUE - Max Tech | 5099.8121 | 27080.9905 | 32180.8026 | -59.294 | 57.96% | 0.8997% | 41.15% | 21.1681 | 56.4071 | 4 | 97% AFUE - Max Tech | 4981.7299 | 27007.2735 | 31989.0034 | 1907.9596 | 12.64% | 1.204% | 86.06% | 0 | 7.089
| All dollar values are in 2009 $ |  |  | * discounted and summed over lifetime of equipment | [7 empty] | All dollar values are in 2009 $ |  |  | * discounted and summed over lifetime of equipment | [7 empty] | All dollar values are in 2009 $ |  |  | * discounted and summed over lifetime of equipment
| Simulation Results NORTH | [9 empty] | AEO 2011 - High Shale EUR Case | Simulation Results NORTH - Replacements | [9 empty] | AEO 2011 - High Shale EUR Case | Simulation Results NORTH - New Construction | [9 empty] | AEO 2011 - High Shale EUR Case
|  |  | Average LCC Results | [6 empty] | Payback Results |  |  |  | Average LCC Results | [6 empty] | Payback Results |  |  |  | Average LCC Results | [6 empty] | Payback Results
|  |  | Installed | Lifetime |  | LCC | Net | No | Net |  |  |  |  | Installed | Lifetime |  | LCC | Net | No | Net |  |  |  |  | Installed | Lifetime |  | LCC | Net | No | Net
| Level | Description | Price | Oper. Cost* | LCC | Savings | Cost | Impact | Benefit | Median | Average | Level | Description | Price | Oper. Cost* | LCC | Savings | Cost | Impact | Benefit | Median | Average | Level | Description | Price | Oper. Cost* | LCC | Savings | Cost | Impact | Benefit | Median | Average
| NWGF | 5987 | [9 empty] | NWGF | 4471 | [9 empty] | NWGF | 1516
| 0 | 80% AFUE - Increased HX Area | 2023.4111 | 7198.6607 | 9221.8204 | [6 empty] | 0 | 80% AFUE - Increased HX Area | 1844.2574 | 7164.521 | 9008.4928 | [6 empty] | 0 | 80% AFUE - Increased HX Area | 2551.7728 | 7299.3456 | 9850.9679
| 1 | 90% AFUE - Condensing Design | 2572.2738 | 6496.6666 | 9070.4463 | 41.8801 | 14.46% | 71.4% | 14.13% | 12.9971 | 15.7102 | 1 | 90% AFUE - Condensing Design | 2567.3753 | 6465.3111 | 9032.4946 | -10.5747 | 17.94% | 71.84% | 10.24% | 15.5626 | 19.1464 | 1 | 90% AFUE - Condensing Design | 2586.7206 | 6589.1407 | 9182.3737 | 196.5802 | 4.222% | 70.12% | 25.59% | 4.2828 | 6.1313
| 2 | 92% AFUE - Increased HX Area | 2641.2792 | 6372.7892 | 9013.9749 | 65.7343 | 17.6% | 56.46% | 25.94% | 10.4416 | 12.8571 | 2 | 92% AFUE - Increased HX Area | 2633.9219 | 6340.2182 | 8974.0067 | 13.8681 | 20.69% | 57.01% | 22.32% | 11.5794 | 14.6205 | 2 | 92% AFUE - Increased HX Area | 2662.9774 | 6468.8477 | 9131.8494 | 218.6984 | 8.509% | 54.82% | 36.61% | 7.2788 | 7.9021
| 3 | 95% AFUE - Increased HX Area | 2806.007 | 6193.551 | 8999.365 | 75.7381 | 41.59% | 22.88% | 35.53% | 13.1143 | 15.4677 | 3 | 95% AFUE - Increased HX Area | 2792.9085 | 6163.3502 | 8955.993 | 28.0244 | 43.77% | 22.81% | 33.44% | 13.4012 | 15.9492 | 3 | 95% AFUE - Increased HX Area | 2844.6372 | 6282.6194 | 9127.278 | 216.4556 | 35.16% | 23.09% | 41.69% | 12.325 | 14.0412
| 4 | 98% AFUE - Max Tech | 3090.2274 | 6128.71 | 9219.7527 | -142.3481 | 80.19% | 0.618% | 19.19% | 24.068 | 39.7787 | 4 | 98% AFUE - Max Tech | 3055.5915 | 6097.6796 | 9152.3117 | -167.8748 | 82.08% | 0.5368% | 17.4% | 23.6888 | 37.9754 | 4 | 98% AFUE - Max Tech | 3192.3758 | 6220.225 | 9418.6502 | -67.0645 | 74.6% | 0.8575% | 24.47% | 25.6249 | 45.0836
| MHGF | 4891 | [9 empty] | MHGF | 2447 | [9 empty] | MHGF | 2444
| 0 | 80% AFUE - Increased HX Area | 1573.596 | 12128.6637 | 13702.1997 | [6 empty] | 0 | 80% AFUE - Increased HX Area | 1495.5142 | 11854.7352 | 13350.0968 | [6 empty] | 0 | 80% AFUE - Increased HX Area | 1651.7736 | 12402.9284 | 14054.7349
| 1 | 90% AFUE - Condensing Design | 2222.5767 | 11110.82 | 13333.3232 | 336.2273 | 50.62% | 9.609% | 39.83% | 14.3165 | 27.3576 | 1 | 90% AFUE - Condensing Design | 2266.9898 | 10847.8924 | 13114.6989 | 217.1319 | 57.58% | 8.827% | 33.76% | 15.6902 | 28.0356 | 1 | 90% AFUE - Condensing Design | 2178.1091 | 11374.0704 | 13552.2159 | 455.4688 | 43.66% | 10.39% | 45.91% | 12.8673 | 26.6622
| 2 | 92% AFUE - Increased HX Area | 2445.7119 | 10894.0786 | 13339.7773 | 330.4849 | 53.04% | 7.708% | 39.32% | 15.4549 | 26.1476 | 2 | 92% AFUE - Increased HX Area | 2533.3134 | 10635.618 | 13168.9006 | 168.3518 | 59.22% | 6.947% | 34% | 16.8384 | 28.9868 | 2 | 92% AFUE - Increased HX Area | 2358.0028 | 11152.8564 | 13510.8637 | 492.8171 | 46.85% | 8.47% | 44.64% | 13.8497 | 23.2339
| 3 | 96% AFUE - Max Tech | 2745.7847 | 10488.0927 | 13233.8796 | 433.1571 | 56.57% | 3.496% | 40.01% | 15.2383 | 22.5182 | 3 | 96% AFUE - Max Tech | 2846.9796 | 10236.9103 | 13083.8899 | 250.2128 | 62.85% | 3.106% | 34.21% | 16.4175 | 23.7593 | 3 | 96% AFUE - Max Tech | 2644.4656 | 10739.5834 | 13384.0535 | 616.3259 | 50.29% | 3.887% | 45.83% | 14.2615 | 21.2566
| OF | 8940 | [9 empty] | OF | 8036 | [9 empty] | OF | 904
| 0 | 82% AFUE - Increased HX Area | 3294.4857 | 30011.2239 | 33304.6719 | [6 empty] | 0 | 82% AFUE - Increased HX Area | 3122.0979 | 30020.7871 | 33141.7306 | [6 empty] | 0 | 82% AFUE - Increased HX Area | 4826.9064 | 29926.2127 | 34753.1191
| 1 | 83% AFUE - Increased HX Area | 3454.4991 | 29673.243 | 33126.5766 | 3.8893 | 10.51% | 58.15% | 31.34% | 1.1388 | 25.6896 | 1 | 83% AFUE - Increased HX Area | 3275.22 | 29682.534 | 32956.4574 | -2.4757 | 10.24% | 58.37% | 31.4% | 1.0323 | 26.5523 | 1 | 83% AFUE - Increased HX Area | 5048.1793 | 29590.6514 | 34638.8307 | 60.4705 | 12.94% | 56.19% | 30.86% | 12.9887 | 18.407
| 2 | 84% AFUE - Increased HX Area | 3700.4913 | 29341.9583 | 33042.4011 | -33.5897 | 25.46% | 38.6% | 35.95% | 2.4826 | 34.9832 | 2 | 84% AFUE - Increased HX Area | 3551.9085 | 29350.8558 | 32902.7104 | -70.297 | 27.82% | 38.59% | 33.6% | 3.2072 | 38.236 | 2 | 84% AFUE - Increased HX Area | 5021.3003 | 29262.8647 | 34284.1649 | 292.715 | 4.425% | 38.72% | 56.86% | 1.6014 | 6.0017
| 3 | 85% AFUE - Increased HX Area | 3927.8513 | 29020.5015 | 32947.4188 | -39.1335 | 35.02% | 33.11% | 31.88% | 20.3041 | 35.7623 | 3 | 85% AFUE - Increased HX Area | 3807.3945 | 29029.2665 | 32835.622 | -103.6021 | 38.84% | 33.11% | 28.06% | 23.1123 | 39.4891 | 3 | 85% AFUE - Increased HX Area | 4998.6372 | 28942.5862 | 33941.2233 | 533.9527 | 1.106% | 33.08% | 65.82% | 1.0657 | 2.6401
| 4 | 97% AFUE - Max Tech | 5177.8438 | 27598.5548 | 32776.3986 | 134.1869 | 53.34% | 0.906% | 45.76% | 19.5259 | 52.6993 | 4 | 97% AFUE - Max Tech | 5192.6168 | 27619.2291 | 32811.8459 | -67.4354 | 57.85% | 0.8835% | 41.29% | 21.1408 | 57.6547 | 4 | 97% AFUE - Max Tech | 5046.5212 | 27414.773 | 32461.2942 | 1926.4842 | 13.27% | 1.106% | 85.51% | 0 | 7.3538
| All dollar values are in 2009 $ |  |  | * discounted and summed over lifetime of equipment | [7 empty] | All dollar values are in 2009 $ |  |  | * discounted and summed over lifetime of equipment | [7 empty] | All dollar values are in 2009 $ |  |  | * discounted and summed over lifetime of equipment
| Simulation Results SOUTH | [9 empty] | AEO 2011 - High Shale EUR Case | Simulation Results SOUTH - Replacements | [9 empty] | AEO 2011 - High Shale EUR Case | Simulation Results SOUTH - New Construction | [9 empty] | AEO 2011 - High Shale EUR Case
|  |  | Average LCC Results | [6 empty] | Payback Results |  |  |  | Average LCC Results | [6 empty] | Payback Results |  |  |  | Average LCC Results | [6 empty] | Payback Results
|  |  | Installed | Lifetime |  | LCC | Net | No | Net |  |  |  |  | Installed | Lifetime |  | LCC | Net | No | Net |  |  |  |  | Installed | Lifetime |  | LCC | Net | No | Net
| Level | Description | Price | Oper. Cost* | LCC | Savings | Cost | Impact | Benefit | Median | Average | Level | Description | Price | Oper. Cost* | LCC | Savings | Cost | Impact | Benefit | Median | Average | Level | Description (EF value at 40 Gallon) | Price | Oper. Cost* | LCC | Savings | Cost | Impact | Benefit | Median | Average
| NWGF | 4013 | [9 empty] | NWGF | 3041 | [9 empty] | NWGF | 972
| 0 | 80% AFUE - Increased HX Area | 1755.5372 | 4333.8317 | 6089.2091 | [6 empty] | 0 | 80% AFUE - Increased HX Area | 1563.1764 | 4313.276 | 5876.1184 | [6 empty] | 0 | 80% AFUE - Increased HX Area | 2357.3573 | 4398.1421 | 6755.8848
| 1 | 90% AFUE - Condensing Design | 2289.0324 | 3936.5991 | 6225.684 | -135.2739 | 52.93% | 24.12% | 22.95% | 27.8588 | 51.4708 | 1 | 90% AFUE - Condensing Design | 2270.1347 | 3918.4006 | 6188.537 | -261.4958 | 63.04% | 23.12% | 13.84% | 36.8771 | 61.8362 | 1 | 90% AFUE - Condensing Design | 2348.1558 | 3993.5349 | 6341.9023 | 259.6239 | 21.3% | 27.26% | 51.44% | 0 | 17.2282
| 2 | 92% AFUE - Increased HX Area | 2357.3562 | 3863.7239 | 6221.1323 | -136.6769 | 55.35% | 19.89% | 24.77% | 25.3117 | 46.7095 | 2 | 92% AFUE - Increased HX Area | 2334.8938 | 3845.2032 | 6180.0982 | -259.5573 | 64.75% | 18.88% | 16.38% | 32.855 | 55.3444 | 2 | 92% AFUE - Increased HX Area | 2427.6322 | 3921.6678 | 6349.5116 | 247.7669 | 25.93% | 23.05% | 51.03% | 2.2142 | 18.2318
| 3 | 95% AFUE - Increased HX Area | 2513.315 | 3765.2581 | 6278.6168 | -190.0141 | 66.63% | 7.974% | 25.39% | 26.0763 | 48.018 | 3 | 95% AFUE - Increased HX Area | 2482.7244 | 3747.8512 | 6230.5656 | -305.7867 | 73.89% | 7.826% | 18.28% | 31.2317 | 54.3036 | 3 | 95% AFUE - Increased HX Area | 2609.0208 | 3819.7173 | 6428.9498 | 172.1921 | 43.93% | 8.436% | 47.63% | 12.397 | 28.1905
| 4 | 98% AFUE - Max Tech | 2818.8258 | 3725.6075 | 6544.4348 | -455.4106 | 83.63% | 0.2243% | 16.15% | 39.6243 | 86.3114 | 4 | 98% AFUE - Max Tech | 2767.9029 | 3705.3399 | 6473.2325 | -548.1075 | 86.91% | 0.1644% | 12.92% | 43.1624 | 90.7513 | 4 | 98% AFUE - Max Tech | 2978.1432 | 3789.0166 | 6767.1983 | -165.3993 | 73.35% | 0.4115% | 26.23% | 31.3818 | 72.1595
| MHGF | 5109 | [9 empty] | MHGF | 2544 | [9 empty] | MHGF | 2565
| 0 | 80% AFUE - Increased HX Area | 1424.7924 | 10877.8986 | 12302.7143 | [6 empty] | 0 | 80% AFUE - Increased HX Area | 1092.6376 | 9873.6698 | 10966.3464 | [6 empty] | 0 | 80% AFUE - Increased HX Area | 4070.5284 | 26285.3437 | 30355.8723
| 1 | 90% AFUE - Condensing Design | 2023.7444 | 9841.9627 | 11865.7536 | 294.4388 | 47.07% | 9.689% | 43.18% | 13.1831 | 22.9291 | 1 | 90% AFUE - Condensing Design | 1665.6584 | 8921.3774 | 10587.1139 | 173.3283 | 43.64% | 8.287% | 31.63% | 14.1822 | 25.3244 | 1 | 90% AFUE - Condensing Design | 5425.97 | 23819.6282 | 29245.5982 | 1005.3464 | 42.03% | 9.474% | 48.5% | 12.2366 | 20.5657
| 2 | 92% AFUE - Increased HX Area | 2241.2595 | 9648.8136 | 11890.0695 | 255.3359 | 51.2% | 7.634% | 41.1% | 14.8774 | 26.0141 | 2 | 92% AFUE - Increased HX Area | 1879.7797 | 8744.6171 | 10624.3909 | 111.1127 | 47.09% | 6.116% | 30.35% | 16.2545 | 29.1627 | 2 | 92% AFUE - Increased HX Area | 5899.3669 | 23357.4156 | 29256.7825 | 994.4624 | 46.16% | 7.953% | 45.89% | 13.8506 | 22.8708
| 3 | 96% AFUE - Max Tech | 2545.1235 | 9287.4703 | 11831.1758 | 278.6513 | 56% | 3.758% | 40.16% | 15.6012 | 26.6144 | 3 | 96% AFUE - Max Tech | 2148.2678 | 8415.0126 | 10560.8981 | 116.0798 | 50.87% | 3.058% | 29.6% | 16.899 | 28.8462 | 3 | 96% AFUE - Max Tech | 6656.5368 | 22489.3337 | 29145.8705 | 1101.4717 | 51.23% | 3.86% | 44.91% | 14.8812 | 24.3989
| OF | 1060 | [9 empty] | OF | 967 | [9 empty] | OF | 93
| 0 | 82% AFUE - Increased HX Area | 2762.3323 | 24714.6997 | 27477.0528 | [6 empty] | 0 | 82% AFUE - Increased HX Area | 2640.2627 | 24647.8368 | 27288.1223 | [6 empty] | 0 | 82% AFUE - Increased HX Area | 4031.5935 | 25409.9305 | 29441.524
| 1 | 83% AFUE - Increased HX Area | 2871.8644 | 24437.7589 | 27309.7289 | 18.5451 | 8.868% | 59.62% | 31.42% | 1.2021 | 20.092 | 1 | 83% AFUE - Increased HX Area | 2743.2853 | 24371.5399 | 27114.941 | 16.3093 | 8.79% | 59.15% | 31.95% | 1.2021 | 20.6207 | 1 | 83% AFUE - Increased HX Area | 4208.8108 | 25126.2939 | 29335.1047 | 41.7925 | 9.677% | 64.52% | 25.81% | 8.8042 | 13.7808
| 2 | 84% AFUE - Increased HX Area | 3047.8014 | 24167.2351 | 27215.3129 | 9.9949 | 21.51% | 38.96% | 39.43% | 1.6593 | 25.7556 | 2 | 84% AFUE - Increased HX Area | 2938.4792 | 24101.6453 | 27040.4274 | -11.22 | 23.47% | 38.78% | 37.64% | 1.6764 | 27.8689 | 2 | 84% AFUE - Increased HX Area | 4184.5176 | 24849.2283 | 29033.7459 | 230.5842 | 1.075% | 40.86% | 58.06% | 1.6593 | 3.0089
| 3 | 85% AFUE - Increased HX Area | 3224.9219 | 23902.9086 | 27127.5702 | 15.4157 | 31.79% | 32.83% | 35.28% | 15.7612 | 25.9077 | 3 | 85% AFUE - Increased HX Area | 3133.1045 | 23837.9336 | 26970.7528 | -22.6966 | 34.75% | 32.68% | 32.47% | 18.5055 | 28.1556 | 3 | 85% AFUE - Increased HX Area | 4179.6257 | 24578.5086 | 28758.1342 | 411.7021 | 1.075% | 34.41% | 64.52% | 1.2031 | 1.917
| 4 | 97% AFUE - Max Tech | 4330.6313 | 22646.5368 | 26977.1682 | 159.2275 | 54.25% | 1.132% | 44.53% | 19.605 | 42.2212 | 4 | 97% AFUE - Max Tech | 4328.5829 | 22608.0994 | 26936.6823 | 8.3632 | 58.84% | 1.034% | 40.02% | 21.3573 | 45.9721 | 4 | 97% AFUE - Max Tech | 4351.9306 | 23046.2035 | 27398.1342 | 1727.892 | 6.452% | 2.151% | 91.4% | 0.632 | 4.6653
| All dollar values are in 2009 $ |  |  | * discounted and summed over lifetime of equipment | [7 empty] | All dollar values are in 2009 $ |  |  | * discounted and summed over lifetime of equipment | [7 empty] | All dollar values are in 2009 $ |  |  | * discounted and summed over lifetime of equipment

## Case3
Case 3
Case 1 + Electric Water Heater replacement for Orphaned Gas Water Heaters
| Simulation Results NATIONAL - 10000 samples | [9 empty] | AEO 2011 - Reference Case | Simulation Results NATIONAL - Replacements | [9 empty] | AEO 2011 - Reference Case | Simulation Results NATIONAL - New Construction | [9 empty] | AEO 2011 - Reference Case
|  |  | Average LCC Results | [6 empty] | Payback Results |  |  |  | Average LCC Results | [6 empty] | Payback Results |  |  |  | Average LCC Results | [6 empty] | Payback Results
|  |  | Installed | Lifetime |  | LCC | Net | No | Net |  |  |  |  | Installed | Lifetime |  | LCC | Net | No | Net |  |  |  |  | Installed | Lifetime |  | LCC | Net | No | Net
| Level | Description | Price | Oper. Cost* | LCC | Savings | Cost | Impact | Benefit | Median | Average | Level | Description | Price | Oper. Cost* | LCC | Savings | Cost | Impact | Benefit | Median | Average | Level | Description | Price | Oper. Cost* | LCC | Savings | Cost | Impact | Benefit | Median | Average
| NWGF | [10 empty] | NWGF | [10 empty] | NWGF
| 0 | 80% AFUE - Increased HX Area | 1915.9341 | 6577.5332 | 8493.4673 | [6 empty] | 0 | 80% AFUE - Increased HX Area | 1729.2613 | 6531.4432 | 8260.7045 | [6 empty] | 0 | 80% AFUE - Increased HX Area | 2478.6506 | 6716.4691 | 9195.1197
| 1 | 90% AFUE - Condensing Design | 2435.1554 | 5961.2454 | 8396.4008 | -11.9167 | 28.64% | 52.39% | 18.97% | 17.0361 | 35.1893 | 1 | 90% AFUE - Condensing Design | 2416.0983 | 5916.53 | 8332.6283 | -91.5254 | 34.52% | 52.08% | 13.4% | 22.2769 | 42.6788 | 1 | 90% AFUE - Condensing Design | 2492.602 | 6096.038 | 8588.64 | 228.0599 | 10.92% | 53.31% | 35.77% | 1.004 | 11.9408
| 2 | 92% AFUE - Increased HX Area | 2503.8961 | 5847.8064 | 8351.7025 | 6.8039 | 30.78% | 41.81% | 27.41% | 13.2774 | 29.4505 | 2 | 92% AFUE - Increased HX Area | 2481.9223 | 5803.7883 | 8285.7105 | -71.1978 | 36.28% | 41.6% | 22.12% | 16.5533 | 35.0452 | 2 | 92% AFUE - Increased HX Area | 2570.1353 | 5980.4968 | 8550.6321 | 241.9364 | 14.21% | 42.43% | 43.36% | 5.8127 | 12.2785
| 3 | 95% AFUE - Increased HX Area | 2665.1227 | 5686.6955 | 8351.8182 | 2.6483 | 47.35% | 16.93% | 35.72% | 14.2995 | 27.0189 | 3 | 95% AFUE - Increased HX Area | 2636.394 | 5643.6603 | 8280.0544 | -70.3182 | 51.68% | 16.77% | 31.55% | 15.2085 | 29.8159 | 3 | 95% AFUE - Increased HX Area | 2751.724 | 5816.4228 | 8568.1469 | 222.6025 | 34.28% | 17.42% | 48.29% | 11.148 | 18.4946
| 4 | 98% AFUE - Max Tech | 2957.9322 | 5618.241 | 8576.1732 | -220.855 | 78.39% | 0.46% | 21.15% | 25.2375 | 52.9669 | 4 | 98% AFUE - Max Tech | 2908.2832 | 5573.721 | 8482.0042 | -271.5477 | 80.62% | 0.3862% | 18.99% | 25.5951 | 53.2676 | 4 | 98% AFUE - Max Tech | 3107.5967 | 5752.4444 | 8860.041 | -68.0442 | 71.66% | 0.6825% | 27.66% | 24.2859 | 52.0512
| MHGF | [10 empty] | MHGF | [10 empty] | MHGF
| 0 | 80% AFUE - Increased HX Area | 1517.7552 | 11486.8707 | 13004.6259 | [6 empty] | 0 | 80% AFUE - Increased HX Area | 1290.3915 | 11264.8296 | 12555.2212 | [6 empty] | 0 | 80% AFUE - Increased HX Area | 2891.6909 | 20271.8165 | 23163.5075
| 1 | 90% AFUE - Condensing Design | 2150.1595 | 10462.7718 | 12612.9313 | 355.0176 | 46.31% | 9.66% | 44.03% | 12.5239 | 21.9493 | 1 | 90% AFUE - Condensing Design | 1960.3617 | 10245.8584 | 12206.2201 | 232.1724 | 48.25% | 8.547% | 34.89% | 13.7039 | 24.1088 | 1 | 90% AFUE - Condensing Design | 3842.932 | 18434.7001 | 22277.6321 | 801.1489 | 40.14% | 9.956% | 49.9% | 11.3536 | 19.7718
| 2 | 92% AFUE - Increased HX Area | 2368.7153 | 10258.2212 | 12626.9364 | 341.8967 | 50.22% | 7.68% | 42.1% | 13.6358 | 23.1567 | 2 | 92% AFUE - Increased HX Area | 2197.9888 | 10043.8442 | 12241.833 | 185.8083 | 52.22% | 6.515% | 32.95% | 14.965 | 25.8649 | 2 | 92% AFUE - Increased HX Area | 4170.9401 | 18075.9631 | 22246.9031 | 828.7156 | 43.6% | 8.237% | 48.16% | 12.3117 | 20.4092
| 3 | 96% AFUE - Max Tech | 2674.0557 | 9874.0277 | 12548.0834 | 416.9653 | 53.49% | 3.63% | 42.88% | 14.0319 | 22.0555 | 3 | 96% AFUE - Max Tech | 2491.453 | 9664.4024 | 12155.8554 | 239.0121 | 54.46% | 3.094% | 34.12% | 15.0618 | 23.8588 | 3 | 96% AFUE - Max Tech | 4700.8574 | 17402.1929 | 22103.0501 | 966.5931 | 47.62% | 3.858% | 48.52% | 13.0802 | 20.2413
| OF | [10 empty] | OF | [10 empty] | OF
| 0 | 82% AFUE - Increased HX Area | 3238.1954 | 29582.3706 | 32820.5659 | [6 empty] | 0 | 82% AFUE - Increased HX Area | 3070.4012 | 29575.6228 | 32646.0239 | [6 empty] | 0 | 82% AFUE - Increased HX Area | 4748.343 | 29643.1013 | 34391.4444
| 1 | 83% AFUE - Increased HX Area | 3396.0899 | 29249.3815 | 32645.4714 | 2.567 | 10.72% | 58.28% | 31% | 1.163 | 24.3019 | 1 | 83% AFUE - Increased HX Area | 3221.6943 | 29242.5523 | 32464.2467 | -3.7111 | 10.5% | 58.43% | 31.07% | 1.0512 | 24.9607 | 1 | 83% AFUE - Increased HX Area | 4965.6501 | 29310.8443 | 34276.4944 | 59.0702 | 12.7% | 56.9% | 30.4% | 12.361 | 18.5879
| 2 | 84% AFUE - Increased HX Area | 3629.8145 | 28924.1065 | 32553.921 | -26.0801 | 24.91% | 38.61% | 36.48% | 2.2867 | 33.2097 | 2 | 84% AFUE - Increased HX Area | 3483.5692 | 28917.1978 | 32400.7669 | -60.2283 | 27.23% | 38.58% | 34.19% | 2.5353 | 36.255 | 2 | 84% AFUE - Increased HX Area | 4946.0221 | 28986.2853 | 33932.3074 | 281.254 | 4% | 38.9% | 57.1% | 1.6143 | 5.6575
| 3 | 85% AFUE - Increased HX Area | 3853.5342 | 28606.2813 | 32459.8155 | -30.9157 | 34.89% | 33.04% | 32.07% | 20.1359 | 33.9117 | 3 | 85% AFUE - Increased HX Area | 3735.4645 | 28599.2947 | 32334.7592 | -92.869 | 38.64% | 33.01% | 28.34% | 22.8421 | 37.4069 | 3 | 85% AFUE - Increased HX Area | 4916.1617 | 28669.1604 | 33585.3221 | 526.664 | 1.1% | 33.3% | 65.6% | 1.0356 | 2.3186
| 4 | 97% AFUE - Max Tech | 5091.6478 | 27197.1402 | 32288.788 | 140.5228 | 53.58% | 0.93% | 45.49% | 19.292 | 48.0035 | 4 | 97% AFUE - Max Tech | 5104.9062 | 27195.8606 | 32300.7668 | -56.0357 | 58.12% | 0.9% | 40.98% | 21.019 | 52.2962 | 4 | 97% AFUE - Max Tech | 4972.3222 | 27208.6565 | 32180.9787 | 1909.5485 | 12.7% | 1.2% | 86.1% | 0 | 8.7664
| All dollar values are in 2009 $ |  |  | * discounted and summed over lifetime of equipment | [7 empty] | All dollar values are in 2009 $ |  |  | * discounted and summed over lifetime of equipment | [7 empty] | All dollar values are in 2009 $ |  |  | * discounted and summed over lifetime of equipment
| Simulation Results NORTH | [9 empty] | AEO 2011 - Reference Case | Simulation Results NORTH - Replacements | [9 empty] | AEO 2011 - Reference Case | Simulation Results NORTH - New Construction | [9 empty] | AEO 2011 - Reference Case
|  |  | Average LCC Results | [6 empty] | Payback Results |  |  |  | Average LCC Results | [6 empty] | Payback Results |  |  |  | Average LCC Results | [6 empty] | Payback Results
|  |  | Installed | Lifetime |  | LCC | Net | No | Net |  |  |  |  | Installed | Lifetime |  | LCC | Net | No | Net |  |  |  |  | Installed | Lifetime |  | LCC | Net | No | Net
| Level | Description | Price | Oper. Cost* | LCC | Savings | Cost | Impact | Benefit | Median | Average | Level | Description | Price | Oper. Cost* | LCC | Savings | Cost | Impact | Benefit | Median | Average | Level | Description | Price | Oper. Cost* | LCC | Savings | Cost | Impact | Benefit | Median | Average
| NWGF | 5986 | [9 empty] | NWGF | 4465 | [9 empty] | NWGF | 1521
| 0 | 80% AFUE - Increased HX Area | 2021.9629 | 7871.4552 | 9893.4181 | [6 empty] | 0 | 80% AFUE - Increased HX Area | 1839.8915 | 7828.6777 | 9668.5692 | [6 empty] | 0 | 80% AFUE - Increased HX Area | 2556.4459 | 7997.0315 | 10553.4774
| 1 | 90% AFUE - Condensing Design | 2536.1816 | 7121.223 | 9657.4047 | 60.6802 | 12.9% | 71.37% | 15.74% | 11.6445 | 14.3199 | 1 | 90% AFUE - Condensing Design | 2521.393 | 7077.8737 | 9599.2667 | 10.2721 | 16.08% | 71.78% | 12.14% | 14.0489 | 17.3281 | 1 | 90% AFUE - Condensing Design | 2579.5947 | 7248.478 | 9828.0727 | 208.6566 | 3.55% | 70.15% | 26.3% | 4.0355 | 5.9239
| 2 | 92% AFUE - Increased HX Area | 2605.1945 | 6983.1142 | 9588.3087 | 89.8896 | 15.09% | 56.5% | 28.42% | 9.3965 | 11.6525 | 2 | 92% AFUE - Increased HX Area | 2587.9365 | 6940.3095 | 9528.246 | 40.0272 | 17.98% | 57.02% | 24.99% | 10.7614 | 13.1861 | 2 | 92% AFUE - Increased HX Area | 2655.8566 | 7108.7703 | 9764.6269 | 236.2641 | 6.575% | 54.96% | 38.46% | 6.7737 | 7.3398
| 3 | 95% AFUE - Increased HX Area | 2769.9285 | 6786.926 | 9556.8544 | 113.7016 | 35.58% | 22.92% | 41.5% | 11.9395 | 13.9637 | 3 | 95% AFUE - Increased HX Area | 2746.9079 | 6744.8899 | 9491.7978 | 67.8846 | 37.69% | 22.82% | 39.48% | 12.021 | 14.361 | 3 | 95% AFUE - Increased HX Area | 2837.5069 | 6910.3257 | 9747.8326 | 248.2005 | 29.39% | 23.21% | 47.4% | 11.1567 | 12.7879
| 4 | 98% AFUE - Max Tech | 3054.2496 | 6704.4403 | 9758.6899 | -86.9617 | 76.41% | 0.6181% | 22.97% | 21.5314 | 36.1305 | 4 | 98% AFUE - Max Tech | 3009.7515 | 6661.578 | 9671.3295 | -110.6529 | 77.74% | 0.5375% | 21.72% | 21.2745 | 34.3855 | 4 | 98% AFUE - Max Tech | 3184.8769 | 6830.2656 | 10015.1425 | -17.4147 | 72.52% | 0.8547% | 26.63% | 23.0624 | 41.2832
| MHGF | 4892 | [9 empty] | MHGF | 2451 | [9 empty] | MHGF | 2441
| 0 | 80% AFUE - Increased HX Area | 1573.3376 | 12768.4732 | 14341.8109 | [6 empty] | 0 | 80% AFUE - Increased HX Area | 1495.4626 | 12471.3625 | 13966.8252 | [6 empty] | 0 | 80% AFUE - Increased HX Area | 1651.5317 | 13066.8011 | 14718.3328
| 1 | 90% AFUE - Condensing Design | 2221.8975 | 11689.5136 | 13911.4111 | 391.6203 | 47.1% | 9.669% | 43.23% | 12.7837 | 23.2252 | 1 | 90% AFUE - Condensing Design | 2265.7789 | 11405.5405 | 13671.3194 | 272.1965 | 54.14% | 8.894% | 36.96% | 13.9769 | 25.304 | 1 | 90% AFUE - Condensing Design | 2177.8363 | 11974.65 | 14152.4863 | 511.5333 | 40.02% | 10.45% | 49.53% | 11.4376 | 21.0896
| 2 | 92% AFUE - Increased HX Area | 2442.7737 | 11460.8116 | 13903.5853 | 398.6413 | 50.61% | 7.727% | 41.66% | 13.5923 | 22.8663 | 2 | 92% AFUE - Increased HX Area | 2529.1979 | 11181.7351 | 13710.933 | 236.1273 | 58.14% | 6.936% | 34.92% | 14.9813 | 25.6381 | 2 | 92% AFUE - Increased HX Area | 2355.9955 | 11741.0314 | 14097.0269 | 561.8211 | 43.06% | 8.521% | 48.42% | 12.2511 | 20.0155
| 3 | 96% AFUE - Max Tech | 2745.7606 | 11031.2438 | 13777.0044 | 519.6784 | 53.11% | 3.475% | 43.42% | 13.7153 | 19.6793 | 3 | 96% AFUE - Max Tech | 2846.9502 | 10761.364 | 13608.3142 | 334.1697 | 59.81% | 3.101% | 37.09% | 14.8521 | 21.3358 | 3 | 96% AFUE - Max Tech | 2644.1564 | 11302.2292 | 13946.3856 | 705.9471 | 46.37% | 3.851% | 49.77% | 12.7404 | 17.9953
| OF | 8939 | [9 empty] | OF | 8033 | [9 empty] | OF | 906
| 0 | 82% AFUE - Increased HX Area | 3294.443 | 30143.7488 | 33438.1918 | [6 empty] | 0 | 82% AFUE - Increased HX Area | 3122.1226 | 30151.4612 | 33273.5838 | [6 empty] | 0 | 82% AFUE - Increased HX Area | 4822.3128 | 30075.3668 | 34897.6796
| 1 | 83% AFUE - Increased HX Area | 3455.9589 | 29804.2907 | 33260.2496 | 2.7107 | 10.76% | 58.1% | 31.13% | 1.1388 | 24.3878 | 1 | 83% AFUE - Increased HX Area | 3276.8331 | 29811.7521 | 33088.5852 | -3.7958 | 10.48% | 58.33% | 31.18% | 1.0323 | 25.0172 | 1 | 83% AFUE - Increased HX Area | 5044.1682 | 29738.135 | 34782.3032 | 60.4003 | 13.25% | 56.07% | 30.68% | 12.6715 | 19.0989
| 2 | 84% AFUE - Increased HX Area | 3698.2499 | 29472.6965 | 33170.9464 | -30.2005 | 25.3% | 38.57% | 36.12% | 2.5353 | 34.2639 | 2 | 84% AFUE - Increased HX Area | 3548.7165 | 29479.9125 | 33028.6289 | -65.9875 | 27.7% | 38.57% | 33.74% | 2.9791 | 37.4598 | 2 | 84% AFUE - Increased HX Area | 5024.0798 | 29408.7166 | 34432.7964 | 287.1031 | 4.084% | 38.63% | 57.28% | 1.5978 | 5.8976
| 3 | 85% AFUE - Increased HX Area | 3925.4454 | 29148.6965 | 33074.142 | -34.3018 | 35.08% | 33.08% | 31.84% | 20.3103 | 34.7365 | 3 | 85% AFUE - Increased HX Area | 3805.0617 | 29155.6726 | 32960.7343 | -98.8609 | 38.9% | 33.08% | 28.02% | 22.926 | 38.3802 | 3 | 85% AFUE - Increased HX Area | 4992.8214 | 29086.8437 | 34079.6651 | 538.1076 | 1.214% | 33.11% | 65.67% | 1.0348 | 2.4119
| 4 | 97% AFUE - Max Tech | 5181.0603 | 27722.5855 | 32903.6458 | 137.5577 | 53.46% | 0.9061% | 45.63% | 19.2842 | 47.9689 | 4 | 97% AFUE - Max Tech | 5196.9689 | 27732.4854 | 32929.4543 | -63.9477 | 57.99% | 0.8839% | 41.13% | 21.0699 | 52.2516 | 4 | 97% AFUE - Max Tech | 5040.0079 | 27634.8083 | 32674.8162 | 1924.1948 | 13.36% | 1.104% | 85.54% | 0 | 9.2081
| All dollar values are in 2009 $ |  |  | * discounted and summed over lifetime of equipment | [7 empty] | All dollar values are in 2009 $ |  |  | * discounted and summed over lifetime of equipment | [7 empty] | All dollar values are in 2009 $ |  |  | * discounted and summed over lifetime of equipment
| Simulation Results SOUTH | [9 empty] | AEO 2011 - Reference Case | Simulation Results SOUTH - Replacements | [9 empty] | AEO 2011 - Reference Case | Simulation Results SOUTH - New Construction | [9 empty] | AEO 2011 - Reference Case
|  |  | Average LCC Results | [6 empty] | Payback Results |  |  |  | Average LCC Results | [6 empty] | Payback Results |  |  |  | Average LCC Results | [6 empty] | Payback Results
|  |  | Installed | Lifetime |  | LCC | Net | No | Net |  |  |  |  | Installed | Lifetime |  | LCC | Net | No | Net |  |  |  |  | Installed | Lifetime |  | LCC | Net | No | Net
| Level | Description | Price | Oper. Cost* | LCC | Savings | Cost | Impact | Benefit | Median | Average | Level | Description | Price | Oper. Cost* | LCC | Savings | Cost | Impact | Benefit | Median | Average | Level | Description (EF value at 40 Gallon) | Price | Oper. Cost* | LCC | Savings | Cost | Impact | Benefit | Median | Average
| NWGF | 4014 | [9 empty] | NWGF | 3044 | [9 empty] | NWGF | 970
| 0 | 80% AFUE - Increased HX Area | 1757.8156 | 4647.9325 | 6405.7481 | [6 empty] | 0 | 80% AFUE - Increased HX Area | 1566.9866 | 4628.6338 | 6195.6205 | [6 empty] | 0 | 80% AFUE - Increased HX Area | 2356.6644 | 4708.4943 | 7065.1588
| 1 | 90% AFUE - Condensing Design | 2284.4969 | 4231.3933 | 6515.8902 | -120.179 | 52.12% | 24.09% | 23.79% | 25.7718 | 46.9092 | 1 | 90% AFUE - Condensing Design | 2261.65 | 4213.0477 | 6474.6977 | -240.844 | 61.56% | 23.19% | 15.24% | 33.5014 | 56.3326 | 1 | 90% AFUE - Condensing Design | 2356.1939 | 4288.9645 | 6645.1583 | 258.4851 | 22.47% | 26.91% | 50.62% | 0 | 15.7769
| 2 | 92% AFUE - Increased HX Area | 2352.8318 | 4154.7439 | 6507.5757 | -117.1001 | 54.19% | 19.91% | 25.91% | 23.2448 | 43.8872 | 2 | 92% AFUE - Increased HX Area | 2326.4185 | 4136.7162 | 6463.1346 | -234.3448 | 63.11% | 18.99% | 17.9% | 29.475 | 52.0826 | 2 | 92% AFUE - Increased HX Area | 2435.7207 | 4211.3175 | 6647.0382 | 250.8307 | 26.19% | 22.78% | 51.03% | 2.2008 | 16.8024
| 3 | 95% AFUE - Increased HX Area | 2508.8279 | 4045.9432 | 6554.7712 | -162.9632 | 64.9% | 7.997% | 27.11% | 23.7143 | 43.4057 | 3 | 95% AFUE - Increased HX Area | 2474.29 | 4028.3548 | 6502.6449 | -273.0369 | 72.21% | 7.884% | 19.91% | 27.9151 | 48.8982 | 3 | 95% AFUE - Increased HX Area | 2617.213 | 4101.138 | 6718.351 | 182.4637 | 41.96% | 8.351% | 49.69% | 11.1294 | 26.0276
| 4 | 98% AFUE - Max Tech | 2814.2959 | 3998.4131 | 6812.709 | -420.5274 | 81.34% | 0.2242% | 18.44% | 35.5155 | 76.3046 | 4 | 98% AFUE - Max Tech | 2759.4475 | 3978.0307 | 6737.4781 | -507.5514 | 84.86% | 0.1643% | 14.98% | 37.9557 | 78.9634 | 4 | 98% AFUE - Max Tech | 2986.4181 | 4062.3763 | 7048.7943 | -147.4333 | 70.31% | 0.4124% | 29.28% | 26.744 | 67.8434
| MHGF | 5108 | [9 empty] | MHGF | 2547 | [9 empty] | MHGF | 2561
| 0 | 80% AFUE - Increased HX Area | 1424.9749 | 11174.8112 | 12599.7862 | [6 empty] | 0 | 80% AFUE - Increased HX Area | 1093.0499 | 10103.7726 | 11196.8225 | [6 empty] | 0 | 80% AFUE - Increased HX Area | 4073.7404 | 27139.2286 | 31212.9692
| 1 | 90% AFUE - Condensing Design | 2024.2363 | 10110.7412 | 12134.9775 | 319.9627 | 45.56% | 9.652% | 44.79% | 12.1215 | 20.7611 | 1 | 90% AFUE - Condensing Design | 1666.456 | 9129.8863 | 10796.3424 | 193.6568 | 42.58% | 8.213% | 32.88% | 13.2496 | 22.9756 | 1 | 90% AFUE - Condensing Design | 5430.0069 | 24592.0536 | 30022.0605 | 1077.194 | 40.26% | 9.488% | 50.25% | 11.26 | 18.5666
| 2 | 92% AFUE - Increased HX Area | 2240.465 | 9912.0818 | 12152.5468 | 287.5517 | 49.84% | 7.635% | 42.52% | 13.7905 | 23.4283 | 2 | 92% AFUE - Increased HX Area | 1879.2635 | 8948.842 | 10828.1055 | 137.3859 | 46.52% | 6.11% | 31.04% | 14.943 | 26.0797 | 2 | 92% AFUE - Increased HX Area | 5900.8424 | 24114.0608 | 30014.903 | 1083.1044 | 44.12% | 7.966% | 47.91% | 12.6878 | 20.7724
| 3 | 96% AFUE - Max Tech | 2545.8083 | 9538.9565 | 12084.7648 | 318.5955 | 53.86% | 3.778% | 42.36% | 14.4526 | 24.2931 | 3 | 96% AFUE - Max Tech | 2149.3549 | 8608.7869 | 10758.1418 | 147.4411 | 49.31% | 3.088% | 31.27% | 15.3874 | 26.2584 | 3 | 96% AFUE - Max Tech | 6661.1881 | 23216.3324 | 29877.5203 | 1215.0261 | 48.81% | 3.866% | 47.33% | 13.765 | 22.3349
| OF | 1061 | [9 empty] | OF | 967 | [9 empty] | OF | 94
| 0 | 82% AFUE - Increased HX Area | 2764.3046 | 24852.7201 | 27617.0248 | [6 empty] | 0 | 82% AFUE - Increased HX Area | 2640.7441 | 24792.0548 | 27432.799 | [6 empty] | 0 | 82% AFUE - Increased HX Area | 4035.4004 | 25476.7979 | 29512.1983
| 1 | 83% AFUE - Increased HX Area | 2891.6892 | 24574.2323 | 27465.9215 | 1.3562 | 10.37% | 59.75% | 29.88% | 1.2021 | 23.5493 | 1 | 83% AFUE - Increased HX Area | 2763.649 | 24514.1329 | 27277.7819 | -3.0078 | 10.65% | 59.26% | 30.09% | 1.2021 | 24.481 | 1 | 83% AFUE - Increased HX Area | 4208.8691 | 25192.4889 | 29401.358 | 46.25 | 7.447% | 64.89% | 27.66% | 7.1396 | 12.4255
| 2 | 84% AFUE - Increased HX Area | 3053.2413 | 24302.1973 | 27355.4386 | 8.6344 | 21.58% | 38.93% | 39.49% | 1.7272 | 24.2767 | 2 | 84% AFUE - Increased HX Area | 2942.3818 | 24242.6508 | 27185.0326 | -12.3862 | 23.37% | 38.68% | 37.95% | 1.7272 | 26.2288 | 2 | 84% AFUE - Increased HX Area | 4193.6791 | 24914.7663 | 29108.4454 | 224.8787 | 3.191% | 41.49% | 55.32% | 1.6442 | 3.2302
| 3 | 85% AFUE - Increased HX Area | 3247.6769 | 24036.3942 | 27284.0711 | -2.387 | 33.27% | 32.7% | 34.02% | 17.5657 | 27.0014 | 3 | 85% AFUE - Increased HX Area | 3157.311 | 23977.388 | 27134.699 | -43.0931 | 36.5% | 32.47% | 31.02% | 20.4535 | 29.3937 | 3 | 85% AFUE - Increased HX Area | 4177.2926 | 24643.4047 | 28820.6972 | 416.3667 | 0% | 35.11% | 64.89% | 1.1414 | 1.3927
| 4 | 97% AFUE - Max Tech | 4338.3409 | 22770.2268 | 27108.5677 | 165.5033 | 54.57% | 1.131% | 44.3% | 19.3396 | 48.2937 | 4 | 97% AFUE - Max Tech | 4340.1289 | 22738.046 | 27078.1749 | 9.6908 | 59.26% | 1.034% | 39.71% | 20.7726 | 52.6664 | 4 | 97% AFUE - Max Tech | 4319.9472 | 23101.2781 | 27421.2253 | 1768.383 | 6.383% | 2.128% | 91.49% | 0 | 4.7302
| All dollar values are in 2009 $ |  |  | * discounted and summed over lifetime of equipment | [7 empty] | All dollar values are in 2009 $ |  |  | * discounted and summed over lifetime of equipment | [7 empty] | All dollar values are in 2009 $ |  |  | * discounted and summed over lifetime of equipment

## Case 4
Case 4
APGA Request: Case 1 + No Chimney Relining
| Simulation Results NATIONAL - 10000 samples | [9 empty] | AEO 2011 - Reference Case | Simulation Results NATIONAL - Replacements | [9 empty] | AEO 2011 - Reference Case | Simulation Results NATIONAL - New Construction | [9 empty] | AEO 2011 - Reference Case
|  |  | Average LCC Results | [6 empty] | Payback Results |  |  |  | Average LCC Results | [6 empty] | Payback Results |  |  |  | Average LCC Results | [6 empty] | Payback Results
|  |  | Installed | Lifetime |  | LCC | Net | No | Net |  |  |  |  | Installed | Lifetime |  | LCC | Net | No | Net |  |  |  |  | Installed | Lifetime |  | LCC | Net | No | Net
| Level | Description | Price | Oper. Cost* | LCC | Savings | Cost | Impact | Benefit | Median | Average | Level | Description | Price | Oper. Cost* | LCC | Savings | Cost | Impact | Benefit | Median | Average | Level | Description | Price | Oper. Cost* | LCC | Savings | Cost | Impact | Benefit | Median | Average
| NWGF | [10 empty] | NWGF | [10 empty] | NWGF
| 0 | 80% AFUE - Increased HX Area | 1870.0136 | 6577.5332 | 8447.5468 | [6 empty] | 0 | 80% AFUE - Increased HX Area | 1668.9017 | 6531.4432 | 8200.3449 | [6 empty] | 0 | 80% AFUE - Increased HX Area | 2476.2558 | 6716.4691 | 9192.7248
| 1 | 90% AFUE - Condensing Design | 2442.52 | 5941.5634 | 8384.0834 | -18.6558 | 29.02% | 52.39% | 18.59% | 17.5274 | 35.6528 | 1 | 90% AFUE - Condensing Design | 2424.5664 | 5900.0644 | 8324.6307 | -105.341 | 35.34% | 52.08% | 12.57% | 23.096 | 43.444 | 1 | 90% AFUE - Condensing Design | 2496.6404 | 6066.6604 | 8563.3008 | 242.6525 | 9.956% | 53.31% | 36.73% | 0.68204 | 11.5678
| 2 | 92% AFUE - Increased HX Area | 2511.2607 | 5828.1253 | 8339.3861 | 0.0656 | 31% | 41.81% | 27.19% | 13.6092 | 30.1167 | 2 | 92% AFUE - Increased HX Area | 2490.3903 | 5787.3219 | 8277.7122 | -85.0127 | 36.92% | 41.6% | 21.48% | 17.0115 | 35.9193 | 2 | 92% AFUE - Increased HX Area | 2574.1737 | 5951.1252 | 8525.2988 | 256.53 | 13.17% | 42.43% | 44.4% | 5.491 | 12.3727
| 3 | 95% AFUE - Increased HX Area | 2672.4873 | 5667.0158 | 8339.5031 | -4.0882 | 47.78% | 16.93% | 35.29% | 14.5678 | 27.4467 | 3 | 95% AFUE - Increased HX Area | 2644.8621 | 5627.1931 | 8272.0551 | -84.1296 | 52.38% | 16.77% | 30.86% | 15.4349 | 30.4478 | 3 | 95% AFUE - Increased HX Area | 2755.7624 | 5787.0596 | 8542.8219 | 237.1927 | 33.92% | 17.42% | 48.66% | 11.115 | 18.3251
| 4 | 98% AFUE - Max Tech | 2965.2968 | 5598.4953 | 8563.7921 | -227.5123 | 78.65% | 0.46% | 20.89% | 25.4657 | 52.249 | 4 | 98% AFUE - Max Tech | 2916.7513 | 5557.2549 | 8474.0062 | -285.3428 | 81.06% | 0.3862% | 18.55% | 25.8432 | 53.0873 | 4 | 98% AFUE - Max Tech | 3111.635 | 5722.8123 | 8834.4474 | -53.1851 | 71.38% | 0.6825% | 27.94% | 24.4498 | 49.7021
| MHGF | [10 empty] | MHGF | [10 empty] | MHGF
| 0 | 80% AFUE - Increased HX Area | 1517.7552 | 11486.8707 | 13004.6259 | [6 empty] | 0 | 80% AFUE - Increased HX Area | 1290.3915 | 11264.8296 | 12555.2212 | [6 empty] | 0 | 80% AFUE - Increased HX Area | 2891.6909 | 20271.8165 | 23163.5075
| 1 | 90% AFUE - Condensing Design | 2150.5835 | 10462.7718 | 12613.3553 | 354.5014 | 46.11% | 9.66% | 44.23% | 12.4793 | 21.9543 | 1 | 90% AFUE - Condensing Design | 1960.8391 | 10245.8584 | 12206.6975 | 231.2044 | 47.87% | 8.547% | 35.27% | 13.7665 | 24.1188 | 1 | 90% AFUE - Condensing Design | 3842.932 | 18434.7001 | 22277.6321 | 801.1489 | 40.14% | 9.956% | 49.9% | 11.3536 | 19.7718
| 2 | 92% AFUE - Increased HX Area | 2371.0213 | 10258.2212 | 12629.2425 | 339.4671 | 49.58% | 7.68% | 42.74% | 13.7929 | 23.2957 | 2 | 92% AFUE - Increased HX Area | 2200.8176 | 10043.8442 | 12244.6618 | 182.8013 | 50.91% | 6.515% | 34.25% | 14.9779 | 26.1021 | 2 | 92% AFUE - Increased HX Area | 4173.6617 | 18075.9631 | 22249.6248 | 826.1104 | 43.68% | 8.237% | 48.08% | 12.5012 | 20.4483
| 3 | 96% AFUE - Max Tech | 2673.9969 | 9874.0277 | 12548.0246 | 417.177 | 53.44% | 3.63% | 42.93% | 13.95 | 22.0351 | 3 | 96% AFUE - Max Tech | 2491.4036 | 9664.4024 | 12155.8061 | 239.4916 | 54.37% | 3.094% | 34.22% | 14.9962 | 23.8157 | 3 | 96% AFUE - Max Tech | 4700.8574 | 17402.1929 | 22103.0501 | 966.7505 | 47.58% | 3.858% | 48.56% | 13.1205 | 20.2437
| OF | [10 empty] | OF | [10 empty] | OF
| 0 | 82% AFUE - Increased HX Area | 3238.3901 | 29582.3706 | 32820.7607 | [6 empty] | 0 | 82% AFUE - Increased HX Area | 3070.4012 | 29575.6228 | 32646.0239 | [6 empty] | 0 | 82% AFUE - Increased HX Area | 4750.2908 | 29643.1013 | 34393.3921
| 1 | 83% AFUE - Increased HX Area | 3393.5349 | 29249.3815 | 32642.9165 | 5.3481 | 10.39% | 58.28% | 31.33% | 1.1388 | 25.1194 | 1 | 83% AFUE - Increased HX Area | 3218.7093 | 29242.5523 | 32461.2616 | -0.72608 | 10.16% | 58.43% | 31.41% | 1.0358 | 25.956 | 1 | 83% AFUE - Increased HX Area | 4966.9661 | 29310.8443 | 34277.8104 | 60.0155 | 12.5% | 56.9% | 30.6% | 12.3763 | 17.8631
| 2 | 84% AFUE - Increased HX Area | 3631.3108 | 28924.1065 | 32555.4173 | -27.3503 | 25.06% | 38.61% | 36.33% | 2.2437 | 33.7691 | 2 | 84% AFUE - Increased HX Area | 3485.8324 | 28917.1978 | 32403.0301 | -62.4916 | 27.39% | 38.58% | 34.03% | 2.5965 | 36.8727 | 2 | 84% AFUE - Increased HX Area | 4940.6163 | 28986.2853 | 33926.9015 | 288.9212 | 4.1% | 38.9% | 57% | 1.6178 | 5.6895
| 3 | 85% AFUE - Increased HX Area | 3853.4858 | 28606.2813 | 32459.7671 | -30.6412 | 34.64% | 33.04% | 32.32% | 19.8372 | 34.5866 | 3 | 85% AFUE - Increased HX Area | 3734.9756 | 28599.2947 | 32334.2703 | -92.3802 | 38.37% | 33.01% | 28.62% | 22.8165 | 38.1288 | 3 | 85% AFUE - Increased HX Area | 4920.0772 | 28669.1604 | 33589.2377 | 525.0098 | 1.1% | 33.3% | 65.6% | 1.0657 | 2.5686
| 4 | 97% AFUE - Max Tech | 5086.7001 | 27192.0982 | 32278.7983 | 150.7158 | 53.13% | 0.93% | 45.94% | 19.422 | 50.5245 | 4 | 97% AFUE - Max Tech | 5098.3429 | 27191.9044 | 32290.2473 | -45.568 | 57.64% | 0.9% | 41.46% | 21.1007 | 55.207 | 4 | 97% AFUE - Max Tech | 4981.9139 | 27193.8428 | 32175.7567 | 1917.2707 | 12.5% | 1.2% | 86.3% | 0 | 7.4484
| All dollar values are in 2009 $ |  |  | * discounted and summed over lifetime of equipment | [7 empty] | All dollar values are in 2009 $ |  |  | * discounted and summed over lifetime of equipment | [7 empty] | All dollar values are in 2009 $ |  |  | * discounted and summed over lifetime of equipment
| Simulation Results NORTH | [9 empty] | AEO 2011 - Reference Case | Simulation Results NORTH - Replacements | [9 empty] | AEO 2011 - Reference Case | Simulation Results NORTH - New Construction | [9 empty] | AEO 2011 - Reference Case
|  |  | Average LCC Results | [6 empty] | Payback Results |  |  |  | Average LCC Results | [6 empty] | Payback Results |  |  |  | Average LCC Results | [6 empty] | Payback Results
|  |  | Installed | Lifetime |  | LCC | Net | No | Net |  |  |  |  | Installed | Lifetime |  | LCC | Net | No | Net |  |  |  |  | Installed | Lifetime |  | LCC | Net | No | Net
| Level | Description | Price | Oper. Cost* | LCC | Savings | Cost | Impact | Benefit | Median | Average | Level | Description | Price | Oper. Cost* | LCC | Savings | Cost | Impact | Benefit | Median | Average | Level | Description | Price | Oper. Cost* | LCC | Savings | Cost | Impact | Benefit | Median | Average
| NWGF | 5986 | [9 empty] | NWGF | 4465 | [9 empty] | NWGF | 1521
| 0 | 80% AFUE - Increased HX Area | 1954.7405 | 7871.4552 | 9826.1957 | [6 empty] | 0 | 80% AFUE - Increased HX Area | 1751.1813 | 7828.6777 | 9579.859 | [6 empty] | 0 | 80% AFUE - Increased HX Area | 2552.3024 | 7997.0315 | 10549.3339
| 1 | 90% AFUE - Condensing Design | 2545.9025 | 7097.7563 | 9643.6588 | 48.2764 | 13.63% | 71.37% | 15% | 12.2432 | 15.0848 | 1 | 90% AFUE - Condensing Design | 2530.9471 | 7058.8411 | 9589.7881 | -9.2502 | 17.16% | 71.78% | 11.06% | 14.7012 | 18.5086 | 1 | 90% AFUE - Condensing Design | 2589.8052 | 7211.9947 | 9801.7999 | 217.1495 | 3.287% | 70.15% | 26.56% | 3.9348 | 5.5826
| 2 | 92% AFUE - Increased HX Area | 2614.9153 | 6959.6508 | 9574.5662 | 77.4852 | 15.7% | 56.5% | 27.8% | 9.7209 | 12.1822 | 2 | 92% AFUE - Increased HX Area | 2597.4905 | 6921.2769 | 9518.7674 | 20.5052 | 18.92% | 57.02% | 24.05% | 10.9995 | 13.9769 | 2 | 92% AFUE - Increased HX Area | 2666.0671 | 7072.3002 | 9738.3673 | 244.754 | 6.246% | 54.96% | 38.79% | 6.6722 | 7.1568
| 3 | 95% AFUE - Increased HX Area | 2779.6493 | 6763.4674 | 9543.1166 | 101.2969 | 36.3% | 22.92% | 40.78% | 12.0383 | 14.1869 | 3 | 95% AFUE - Increased HX Area | 2756.462 | 6725.8573 | 9482.3192 | 48.3661 | 38.77% | 22.82% | 38.41% | 12.3644 | 14.7066 | 3 | 95% AFUE - Increased HX Area | 2847.7174 | 6873.8744 | 9721.5917 | 256.6788 | 29.06% | 23.21% | 47.73% | 11.0851 | 12.6538
| 4 | 98% AFUE - Max Tech | 3063.9705 | 6680.8089 | 9744.7794 | -99.1696 | 76.65% | 0.6181% | 22.74% | 22.0076 | 36.2537 | 4 | 98% AFUE - Max Tech | 3019.3056 | 6642.5082 | 9661.8138 | -130.102 | 78.28% | 0.5375% | 21.19% | 21.596 | 34.3019 | 4 | 98% AFUE - Max Tech | 3195.0874 | 6793.2433 | 9988.3307 | -8.3653 | 71.86% | 0.8547% | 27.28% | 23.5116 | 41.9791
| MHGF | 4892 | [9 empty] | MHGF | 2451 | [9 empty] | MHGF | 2441
| 0 | 80% AFUE - Increased HX Area | 1573.3376 | 12768.4732 | 14341.8109 | [6 empty] | 0 | 80% AFUE - Increased HX Area | 1495.4626 | 12471.3625 | 13966.8252 | [6 empty] | 0 | 80% AFUE - Increased HX Area | 1651.5317 | 13066.8011 | 14718.3328
| 1 | 90% AFUE - Condensing Design | 2222.4481 | 11689.5136 | 13911.9617 | 390.9711 | 46.81% | 9.669% | 43.52% | 12.7826 | 23.2201 | 1 | 90% AFUE - Condensing Design | 2266.8778 | 11405.5405 | 13672.4184 | 270.9008 | 53.57% | 8.894% | 37.54% | 14.1212 | 25.2939 | 1 | 90% AFUE - Condensing Design | 2177.8363 | 11974.65 | 14152.4863 | 511.5333 | 40.02% | 10.45% | 49.53% | 11.4376 | 21.0896
| 2 | 92% AFUE - Increased HX Area | 2445.2942 | 11460.8116 | 13906.1058 | 396.5496 | 49.65% | 7.727% | 42.62% | 13.7591 | 22.8805 | 2 | 92% AFUE - Increased HX Area | 2532.466 | 11181.7351 | 13714.2011 | 233.6497 | 56.06% | 6.936% | 37.01% | 15.0274 | 25.671 | 2 | 92% AFUE - Increased HX Area | 2357.7653 | 11741.0314 | 14098.7967 | 560.1169 | 43.22% | 8.521% | 48.26% | 12.4606 | 20.0104
| 3 | 96% AFUE - Max Tech | 2745.7069 | 11031.2438 | 13776.9507 | 520.3629 | 52.82% | 3.475% | 43.7% | 13.6053 | 19.5747 | 3 | 96% AFUE - Max Tech | 2846.8431 | 10761.364 | 13608.2071 | 335.7317 | 59.28% | 3.101% | 37.62% | 14.802 | 21.14 | 3 | 96% AFUE - Max Tech | 2644.1564 | 11302.2292 | 13946.3856 | 705.7505 | 46.33% | 3.851% | 49.82% | 12.7798 | 17.9834
| OF | 8939 | [9 empty] | OF | 8033 | [9 empty] | OF | 906
| 0 | 82% AFUE - Increased HX Area | 3294.6609 | 30143.7488 | 33438.4097 | [6 empty] | 0 | 82% AFUE - Increased HX Area | 3122.1226 | 30151.4612 | 33273.5838 | [6 empty] | 0 | 82% AFUE - Increased HX Area | 4824.4626 | 30075.3668 | 34899.8294
| 1 | 83% AFUE - Increased HX Area | 3455.1754 | 29804.2907 | 33259.4662 | 3.7473 | 10.57% | 58.1% | 31.32% | 1.1388 | 25.7042 | 1 | 83% AFUE - Increased HX Area | 3275.851 | 29811.7521 | 33087.6031 | -2.8137 | 10.32% | 58.33% | 31.35% | 1.0323 | 26.5963 | 1 | 83% AFUE - Increased HX Area | 5045.1459 | 29738.135 | 34783.281 | 61.9202 | 12.8% | 56.07% | 31.13% | 12.6517 | 18.2086
| 2 | 84% AFUE - Increased HX Area | 3700.4764 | 29472.6965 | 33173.1729 | -32.1739 | 25.5% | 38.57% | 35.93% | 2.4826 | 34.7558 | 2 | 84% AFUE - Increased HX Area | 3551.8192 | 29479.9125 | 33031.7316 | -69.0902 | 27.87% | 38.57% | 33.56% | 3.2409 | 38.0005 | 2 | 84% AFUE - Increased HX Area | 5018.5378 | 29408.7166 | 34427.2543 | 295.1427 | 4.415% | 38.63% | 56.95% | 1.5442 | 5.9564
| 3 | 85% AFUE - Increased HX Area | 3927.8774 | 29148.6965 | 33076.574 | -36.4808 | 34.99% | 33.08% | 31.93% | 20.2248 | 35.6425 | 3 | 85% AFUE - Increased HX Area | 3807.37 | 29155.6726 | 32963.0426 | -101.1693 | 38.81% | 33.08% | 28.11% | 23.0536 | 39.3632 | 3 | 85% AFUE - Increased HX Area | 4996.3502 | 29086.8437 | 34083.194 | 537.0764 | 1.104% | 33.11% | 65.78% | 1.064 | 2.6351
| 4 | 97% AFUE - Max Tech | 5175.9779 | 27717.2407 | 32893.2186 | 148.1021 | 53.06% | 0.9061% | 46.03% | 19.4181 | 51.7153 | 4 | 97% AFUE - Max Tech | 5190.5003 | 27728.4005 | 32918.9008 | -53.5288 | 57.55% | 0.8839% | 41.57% | 21.1016 | 56.527 | 4 | 97% AFUE - Max Tech | 5047.2161 | 27618.2925 | 32665.5086 | 1935.8517 | 13.25% | 1.104% | 85.65% | 0 | 7.7804
| All dollar values are in 2009 $ |  |  | * discounted and summed over lifetime of equipment | [7 empty] | All dollar values are in 2009 $ |  |  | * discounted and summed over lifetime of equipment | [7 empty] | All dollar values are in 2009 $ |  |  | * discounted and summed over lifetime of equipment
| Simulation Results SOUTH | [9 empty] | AEO 2011 - Reference Case | Simulation Results SOUTH - Replacements | [9 empty] | AEO 2011 - Reference Case | Simulation Results SOUTH - New Construction | [9 empty] | AEO 2011 - Reference Case
|  |  | Average LCC Results | [6 empty] | Payback Results |  |  |  | Average LCC Results | [6 empty] | Payback Results |  |  |  | Average LCC Results | [6 empty] | Payback Results
|  |  | Installed | Lifetime |  | LCC | Net | No | Net |  |  |  |  | Installed | Lifetime |  | LCC | Net | No | Net |  |  |  |  | Installed | Lifetime |  | LCC | Net | No | Net
| Level | Description | Price | Oper. Cost* | LCC | Savings | Cost | Impact | Benefit | Median | Average | Level | Description | Price | Oper. Cost* | LCC | Savings | Cost | Impact | Benefit | Median | Average | Level | Description (EF value at 40 Gallon) | Price | Oper. Cost* | LCC | Savings | Cost | Impact | Benefit | Median | Average
| NWGF | 4014 | [9 empty] | NWGF | 3044 | [9 empty] | NWGF | 970
| 0 | 80% AFUE - Increased HX Area | 1743.662 | 4647.9325 | 6391.5945 | [6 empty] | 0 | 80% AFUE - Increased HX Area | 1548.2123 | 4628.6338 | 6176.8461 | [6 empty] | 0 | 80% AFUE - Increased HX Area | 2357.0116 | 4708.4943 | 7065.5059
| 1 | 90% AFUE - Condensing Design | 2288.3477 | 4217.3555 | 6505.7032 | -118.4705 | 51.97% | 24.09% | 23.94% | 25.6196 | 47.2646 | 1 | 90% AFUE - Condensing Design | 2268.525 | 4200.3475 | 6468.8725 | -246.2889 | 62.02% | 23.19% | 14.78% | 33.7545 | 56.9341 | 1 | 90% AFUE - Condensing Design | 2350.5542 | 4270.729 | 6621.2832 | 282.6422 | 20.41% | 26.91% | 52.68% | 0 | 15.4113
| 2 | 92% AFUE - Increased HX Area | 2356.6826 | 4140.7034 | 6497.386 | -115.3888 | 53.81% | 19.91% | 26.28% | 23.3161 | 44.669 | 2 | 92% AFUE - Increased HX Area | 2333.2935 | 4124.0142 | 6457.3077 | -239.7885 | 63.3% | 18.99% | 17.71% | 30.2405 | 53.0202 | 2 | 92% AFUE - Increased HX Area | 2430.081 | 4193.0765 | 6623.1575 | 274.9952 | 24.02% | 22.78% | 53.2% | 2.032 | 17.1556
| 3 | 95% AFUE - Increased HX Area | 2512.6787 | 4031.8989 | 6544.5776 | -161.2469 | 64.9% | 7.997% | 27.11% | 23.7906 | 44.0402 | 3 | 95% AFUE - Increased HX Area | 2481.165 | 4015.6504 | 6496.8155 | -278.4769 | 72.34% | 7.884% | 19.78% | 28.4566 | 49.8207 | 3 | 95% AFUE - Increased HX Area | 2611.5732 | 4082.889 | 6694.4622 | 206.6377 | 41.55% | 8.351% | 50.1% | 11.2704 | 25.7931
| 4 | 98% AFUE - Max Tech | 2818.1467 | 3984.462 | 6802.6087 | -418.9074 | 81.64% | 0.2242% | 18.14% | 35.5434 | 74.3776 | 4 | 98% AFUE - Max Tech | 2766.3225 | 3965.3837 | 6731.7063 | -513.0531 | 85.15% | 0.1643% | 14.68% | 38.4928 | 78.5392 | 4 | 98% AFUE - Max Tech | 2980.7783 | 4044.3323 | 7025.1107 | -123.4644 | 70.62% | 0.4124% | 28.97% | 27.4415 | 61.0907
| MHGF | 5108 | [9 empty] | MHGF | 2547 | [9 empty] | MHGF | 2561
| 0 | 80% AFUE - Increased HX Area | 1424.9749 | 11174.8112 | 12599.7862 | [6 empty] | 0 | 80% AFUE - Increased HX Area | 1093.0499 | 10103.7726 | 11196.8225 | [6 empty] | 0 | 80% AFUE - Increased HX Area | 4073.7404 | 27139.2286 | 31212.9692
| 1 | 90% AFUE - Condensing Design | 2024.1644 | 10110.7412 | 12134.9056 | 319.5738 | 45.44% | 9.652% | 44.91% | 12.11 | 20.7755 | 1 | 90% AFUE - Condensing Design | 1666.3354 | 9129.8863 | 10796.2217 | 193.0043 | 42.38% | 8.213% | 33.08% | 13.1317 | 23.0045 | 1 | 90% AFUE - Condensing Design | 5430.0069 | 24592.0536 | 30022.0605 | 1077.194 | 40.26% | 9.488% | 50.25% | 11.26 | 18.5666
| 2 | 92% AFUE - Increased HX Area | 2242.5879 | 9912.0818 | 12154.6697 | 284.7984 | 49.51% | 7.635% | 42.85% | 13.7967 | 23.6839 | 2 | 92% AFUE - Increased HX Area | 1881.6695 | 8948.842 | 10830.5115 | 133.8695 | 45.96% | 6.11% | 31.6% | 14.8747 | 26.5106 | 2 | 92% AFUE - Increased HX Area | 5904.4712 | 24114.0608 | 30018.532 | 1079.6404 | 44.12% | 7.966% | 47.91% | 12.6878 | 20.8524
| 3 | 96% AFUE - Max Tech | 2545.812 | 9538.9565 | 12084.7685 | 318.3545 | 54.03% | 3.778% | 42.19% | 14.4672 | 24.3519 | 3 | 96% AFUE - Max Tech | 2149.3612 | 8608.7869 | 10758.1481 | 146.879 | 49.64% | 3.088% | 30.95% | 15.4586 | 26.3605 | 3 | 96% AFUE - Max Tech | 6661.1881 | 23216.3324 | 29877.5203 | 1215.5209 | 48.77% | 3.866% | 47.36% | 13.765 | 22.3507
| OF | 1061 | [9 empty] | OF | 967 | [9 empty] | OF | 94
| 0 | 82% AFUE - Increased HX Area | 2764.3046 | 24852.7201 | 27617.0248 | [6 empty] | 0 | 82% AFUE - Increased HX Area | 2640.7441 | 24792.0548 | 27432.799 | [6 empty] | 0 | 82% AFUE - Increased HX Area | 4035.4004 | 25476.7979 | 29512.1983
| 1 | 83% AFUE - Increased HX Area | 2874.2093 | 24574.2323 | 27448.4416 | 18.8347 | 8.86% | 59.75% | 31.39% | 1.2021 | 19.9943 | 1 | 83% AFUE - Increased HX Area | 2744.025 | 24514.1329 | 27258.1579 | 16.6161 | 8.79% | 59.26% | 31.95% | 1.2021 | 20.5218 | 1 | 83% AFUE - Increased HX Area | 4213.4455 | 25192.4889 | 29405.9344 | 41.6576 | 9.574% | 64.89% | 25.53% | 8.8042 | 13.6966
| 2 | 84% AFUE - Increased HX Area | 3048.5854 | 24302.1973 | 27350.7827 | 13.2888 | 21.39% | 38.93% | 39.68% | 1.6442 | 25.4076 | 2 | 84% AFUE - Increased HX Area | 2937.6712 | 24242.6508 | 27180.322 | -7.6757 | 23.37% | 38.68% | 37.95% | 1.6256 | 27.4866 | 2 | 84% AFUE - Increased HX Area | 4189.5857 | 24914.7663 | 29104.352 | 228.956 | 1.064% | 41.49% | 57.45% | 1.6593 | 2.9919
| 3 | 85% AFUE - Increased HX Area | 3226.7309 | 24036.3942 | 27263.1251 | 18.5577 | 31.67% | 32.7% | 35.63% | 15.526 | 25.74 | 3 | 85% AFUE - Increased HX Area | 3133.5859 | 23977.388 | 27110.9739 | -19.368 | 34.64% | 32.47% | 32.89% | 18.5055 | 27.9663 | 3 | 85% AFUE - Increased HX Area | 4184.9351 | 24643.4047 | 28828.3398 | 408.7081 | 1.064% | 35.11% | 63.83% | 1.2031 | 1.9079
| 4 | 97% AFUE - Max Tech | 4334.5274 | 22767.7363 | 27102.2636 | 172.7369 | 53.72% | 1.131% | 45.15% | 19.4046 | 40.5263 | 4 | 97% AFUE - Max Tech | 4332.7791 | 22735.1586 | 27067.9377 | 20.5634 | 58.43% | 1.034% | 40.54% | 21.1007 | 44.1997 | 4 | 97% AFUE - Max Tech | 4352.5122 | 23102.8703 | 27455.3825 | 1738.1816 | 5.319% | 2.128% | 92.55% | 0.60312 | 4.4727
| All dollar values are in 2009 $ |  |  | * discounted and summed over lifetime of equipment | [7 empty] | All dollar values are in 2009 $ |  |  | * discounted and summed over lifetime of equipment | [7 empty] | All dollar values are in 2009 $ |  |  | * discounted and summed over lifetime of equipment

## CASE 1 +NG Marginal Prices
Case 1 + NG Marginal Prices
NG Marginal Prices + APGA Request: 16 year lifetime, No learning curve, APGA Installation Costs, and AEO 2011 Ref
| Simulation Results NATIONAL - 10000 samples | [9 empty] | AEO 2011 - Reference Case | Simulation Results NATIONAL - Replacements | [9 empty] | AEO 2011 - Reference Case | Simulation Results NATIONAL - New Construction | [9 empty] | AEO 2011 - Reference Case
|  |  | Average LCC Results | [6 empty] | Payback Results |  |  |  | Average LCC Results | [6 empty] | Payback Results |  |  |  | Average LCC Results | [6 empty] | Payback Results
|  |  | Installed | Lifetime |  | LCC | Net | No | Net |  |  |  |  | Installed | Lifetime |  | LCC | Net | No | Net |  |  |  |  | Installed | Lifetime |  | LCC | Net | No | Net
| Level | Description | Price | Oper. Cost* | LCC | Savings | Cost | Impact | Benefit | Median | Average | Level | Description | Price | Oper. Cost* | LCC | Savings | Cost | Impact | Benefit | Median | Average | Level | Description | Price | Oper. Cost* | LCC | Savings | Cost | Impact | Benefit | Median | Average
| NWGF | [10 empty] | NWGF | [10 empty] | NWGF
| 0 | 80% AFUE - Increased HX Area | 1916.4025 | 6115.0306 | 8031.433 | [6 empty] | 0 | 80% AFUE - Increased HX Area | 1730.6793 | 6070.8616 | 7801.541 | [6 empty] | 0 | 80% AFUE - Increased HX Area | 2476.2558 | 6248.1758 | 8724.4315
| 1 | 90% AFUE - Condensing Design | 2459.3122 | 5529.3553 | 7988.6674 | -28.1341 | 29.92% | 52.39% | 17.69% | 18.9978 | 38.0135 | 1 | 90% AFUE - Condensing Design | 2446.9291 | 5489.6197 | 7936.5488 | -111.2371 | 36.25% | 52.08% | 11.67% | 24.7683 | 46.2441 | 1 | 90% AFUE - Condensing Design | 2496.6404 | 5649.1364 | 8145.7768 | 222.3758 | 10.84% | 53.31% | 35.85% | 0.76688 | 12.5705
| 2 | 92% AFUE - Increased HX Area | 2528.0529 | 5424.608 | 7952.6609 | -14.0178 | 32.53% | 41.81% | 25.66% | 14.8906 | 31.513 | 2 | 92% AFUE - Increased HX Area | 2512.753 | 5385.5322 | 7898.2852 | -95.506 | 38.33% | 41.6% | 20.07% | 18.3887 | 37.538 | 2 | 92% AFUE - Increased HX Area | 2574.1737 | 5542.4002 | 8116.5738 | 231.6243 | 15.05% | 42.43% | 42.51% | 6.159 | 13.0843
| 3 | 95% AFUE - Increased HX Area | 2689.2795 | 5275.8682 | 7965.1477 | -28.1858 | 51.12% | 16.93% | 31.95% | 16.0737 | 29.3613 | 3 | 95% AFUE - Increased HX Area | 2667.2248 | 5237.7218 | 7904.9465 | -104.6491 | 55.6% | 16.77% | 27.63% | 17.012 | 32.488 | 3 | 95% AFUE - Increased HX Area | 2755.7624 | 5390.8589 | 8146.6213 | 202.309 | 37.62% | 17.42% | 44.96% | 12.4803 | 19.858
| 4 | 98% AFUE - Max Tech | 2982.089 | 5222.9679 | 8205.0569 | -267.1315 | 81.33% | 0.46% | 18.21% | 28.8188 | 58.5052 | 4 | 98% AFUE - Max Tech | 2939.114 | 5183.2412 | 8122.3552 | -321.2269 | 83.69% | 0.3862% | 15.93% | 29.246 | 59.5234 | 4 | 98% AFUE - Max Tech | 3111.635 | 5342.7222 | 8454.3574 | -104.0634 | 74.23% | 0.6825% | 25.09% | 26.9324 | 55.4039
| MHGF | [10 empty] | MHGF | [10 empty] | MHGF
| 0 | 80% AFUE - Increased HX Area | 1517.7552 | 10952.6741 | 12470.4293 | [6 empty] | 0 | 80% AFUE - Increased HX Area | 1290.3915 | 10746.8052 | 12037.1966 | [6 empty] | 0 | 80% AFUE - Increased HX Area | 2891.6909 | 19378.9567 | 22270.6477
| 1 | 90% AFUE - Condensing Design | 2150.5835 | 9986.4055 | 12136.989 | 302.476 | 49.52% | 9.66% | 40.82% | 14.369 | 26.0873 | 1 | 90% AFUE - Condensing Design | 1960.8391 | 9783.9153 | 11744.7543 | 182.034 | 50.92% | 8.547% | 32.21% | 15.6888 | 27.9058 | 1 | 90% AFUE - Condensing Design | 3842.932 | 17638.4941 | 21481.4261 | 714.9953 | 43.74% | 9.956% | 46.3% | 12.8673 | 24.2486
| 2 | 92% AFUE - Increased HX Area | 2371.0213 | 9791.8874 | 12162.9088 | 278.2157 | 52.82% | 7.68% | 39.5% | 15.7401 | 27.5735 | 2 | 92% AFUE - Increased HX Area | 2200.8176 | 9591.6301 | 11792.4477 | 124.9124 | 53.69% | 6.515% | 31.47% | 17.0734 | 30.6552 | 2 | 92% AFUE - Increased HX Area | 4173.6617 | 17296.5248 | 21470.1866 | 724.7122 | 47.2% | 8.237% | 44.56% | 14.3066 | 24.4468
| 3 | 96% AFUE - Max Tech | 2673.9969 | 9426.5425 | 12100.5395 | 337.7376 | 56.69% | 3.63% | 39.68% | 15.8716 | 25.0628 | 3 | 96% AFUE - Max Tech | 2491.4036 | 9230.4668 | 11721.8704 | 164.5657 | 56.95% | 3.094% | 31.63% | 16.8325 | 26.7529 | 3 | 96% AFUE - Max Tech | 4700.8574 | 16654.2572 | 21355.1146 | 835.0937 | 51.34% | 3.858% | 44.8% | 14.9097 | 23.3627
| OF | [10 empty] | OF | [10 empty] | OF
| 0 | 82% AFUE - Increased HX Area | 3238.3901 | 29582.3706 | 32820.7607 | [6 empty] | 0 | 82% AFUE - Increased HX Area | 3070.4012 | 29575.6228 | 32646.0239 | [6 empty] | 0 | 82% AFUE - Increased HX Area | 4750.2908 | 29643.1013 | 34393.3921
| 1 | 83% AFUE - Increased HX Area | 3393.5349 | 29249.3815 | 32642.9165 | 5.3481 | 10.39% | 58.28% | 31.33% | 1.1388 | 25.1194 | 1 | 83% AFUE - Increased HX Area | 3218.7093 | 29242.5523 | 32461.2616 | -0.72608 | 10.16% | 58.43% | 31.41% | 1.0358 | 25.956 | 1 | 83% AFUE - Increased HX Area | 4966.9661 | 29310.8443 | 34277.8104 | 60.0155 | 12.5% | 56.9% | 30.6% | 12.3763 | 17.8631
| 2 | 84% AFUE - Increased HX Area | 3631.3108 | 28924.1065 | 32555.4173 | -27.3503 | 25.06% | 38.61% | 36.33% | 2.2437 | 33.7691 | 2 | 84% AFUE - Increased HX Area | 3485.8324 | 28917.1978 | 32403.0301 | -62.4916 | 27.39% | 38.58% | 34.03% | 2.5965 | 36.8727 | 2 | 84% AFUE - Increased HX Area | 4940.6163 | 28986.2853 | 33926.9015 | 288.9212 | 4.1% | 38.9% | 57% | 1.6178 | 5.6895
| 3 | 85% AFUE - Increased HX Area | 3853.4858 | 28606.2813 | 32459.7671 | -30.6412 | 34.64% | 33.04% | 32.32% | 19.8372 | 34.5866 | 3 | 85% AFUE - Increased HX Area | 3734.9756 | 28599.2947 | 32334.2703 | -92.3802 | 38.37% | 33.01% | 28.62% | 22.8165 | 38.1288 | 3 | 85% AFUE - Increased HX Area | 4920.0772 | 28669.1604 | 33589.2377 | 525.0098 | 1.1% | 33.3% | 65.6% | 1.0657 | 2.5686
| 4 | 97% AFUE - Max Tech | 5086.7001 | 27192.0982 | 32278.7983 | 150.7158 | 53.13% | 0.93% | 45.94% | 19.422 | 50.5245 | 4 | 97% AFUE - Max Tech | 5098.3429 | 27191.9044 | 32290.2473 | -45.568 | 57.64% | 0.9% | 41.46% | 21.1007 | 55.207 | 4 | 97% AFUE - Max Tech | 4981.9139 | 27193.8428 | 32175.7567 | 1917.2707 | 12.5% | 1.2% | 86.3% | 0 | 7.4484
| All dollar values are in 2009 $ |  |  | * discounted and summed over lifetime of equipment | [7 empty] | All dollar values are in 2009 $ |  |  | * discounted and summed over lifetime of equipment | [7 empty] | All dollar values are in 2009 $ |  |  | * discounted and summed over lifetime of equipment
| Simulation Results NORTH | [9 empty] | AEO 2011 - Reference Case | Simulation Results NORTH - Replacements | [9 empty] | AEO 2011 - Reference Case | Simulation Results NORTH - New Construction | [9 empty] | AEO 2011 - Reference Case
|  |  | Average LCC Results | [6 empty] | Payback Results |  |  |  | Average LCC Results | [6 empty] | Payback Results |  |  |  | Average LCC Results | [6 empty] | Payback Results
|  |  | Installed | Lifetime |  | LCC | Net | No | Net |  |  |  |  | Installed | Lifetime |  | LCC | Net | No | Net |  |  |  |  | Installed | Lifetime |  | LCC | Net | No | Net
| Level | Description | Price | Oper. Cost* | LCC | Savings | Cost | Impact | Benefit | Median | Average | Level | Description | Price | Oper. Cost* | LCC | Savings | Cost | Impact | Benefit | Median | Average | Level | Description | Price | Oper. Cost* | LCC | Savings | Cost | Impact | Benefit | Median | Average
| NWGF | 5986 | [9 empty] | NWGF | 4465 | [9 empty] | NWGF | 1521
| 0 | 80% AFUE - Increased HX Area | 2024.1726 | 7308.0946 | 9332.2672 | [6 empty] | 0 | 80% AFUE - Increased HX Area | 1844.2655 | 7268.2641 | 9112.5296 | [6 empty] | 0 | 80% AFUE - Increased HX Area | 2552.3024 | 7425.0196 | 9977.322
| 1 | 90% AFUE - Condensing Design | 2572.5305 | 6595.7479 | 9168.2784 | 43.9155 | 14.43% | 71.37% | 14.2% | 13.0058 | 15.7536 | 1 | 90% AFUE - Condensing Design | 2566.6459 | 6559.537 | 9126.1829 | -8.5374 | 17.94% | 71.78% | 10.28% | 15.7191 | 19.1884 | 1 | 90% AFUE - Condensing Design | 2589.8052 | 6702.0473 | 9291.8525 | 197.8944 | 4.142% | 70.15% | 25.71% | 4.4124 | 6.2209
| 2 | 92% AFUE - Increased HX Area | 2641.5434 | 6468.2466 | 9109.7899 | 68.4352 | 17.24% | 56.5% | 26.26% | 10.428 | 12.8691 | 2 | 92% AFUE - Increased HX Area | 2633.1894 | 6432.5245 | 9065.7139 | 16.6293 | 20.38% | 57.02% | 22.6% | 11.7884 | 14.6327 | 2 | 92% AFUE - Increased HX Area | 2666.0671 | 6573.1111 | 9239.1781 | 220.515 | 8.021% | 54.96% | 37.02% | 7.2788 | 7.9312
| 3 | 95% AFUE - Increased HX Area | 2806.2773 | 6287.1547 | 9093.432 | 80.568 | 40.66% | 22.92% | 36.42% | 13.1754 | 15.3739 | 3 | 95% AFUE - Increased HX Area | 2792.1608 | 6252.1214 | 9044.2822 | 32.8268 | 43.02% | 22.82% | 34.15% | 13.3948 | 15.8768 | 3 | 95% AFUE - Increased HX Area | 2847.7174 | 6389.9974 | 9237.7148 | 220.7157 | 33.73% | 23.21% | 43.06% | 12.5131 | 13.8902
| 4 | 98% AFUE - Max Tech | 3090.5985 | 6223.7166 | 9314.3151 | -138.9975 | 79.72% | 0.6181% | 19.66% | 23.9642 | 39.6512 | 4 | 98% AFUE - Max Tech | 3055.0044 | 6187.8905 | 9242.8949 | -164.6374 | 81.41% | 0.5375% | 18.05% | 23.6173 | 38.1167 | 4 | 98% AFUE - Max Tech | 3195.0874 | 6328.8867 | 9523.9742 | -63.7298 | 74.75% | 0.8547% | 24.39% | 25.1234 | 44.1619
| MHGF | 4892 | [9 empty] | MHGF | 2451 | [9 empty] | MHGF | 2441
| 0 | 80% AFUE - Increased HX Area | 1573.3376 | 12102.3311 | 13675.6688 | [6 empty] | 0 | 80% AFUE - Increased HX Area | 1495.4626 | 11794.6843 | 13290.1469 | [6 empty] | 0 | 80% AFUE - Increased HX Area | 1651.5317 | 12411.2383 | 14062.7701
| 1 | 90% AFUE - Condensing Design | 2222.4481 | 11095.4872 | 13317.9353 | 326.5047 | 51.31% | 9.669% | 39.02% | 14.8158 | 29.2118 | 1 | 90% AFUE - Condensing Design | 2266.8778 | 10802.1221 | 13068.9999 | 204.6331 | 58.02% | 8.894% | 33.09% | 16.3033 | 30.3808 | 1 | 90% AFUE - Condensing Design | 2177.8363 | 11390.0542 | 13567.8905 | 448.8756 | 44.57% | 10.45% | 44.98% | 12.943 | 28.0038
| 2 | 92% AFUE - Increased HX Area | 2445.2942 | 10879.296 | 13324.5902 | 320.6366 | 53.66% | 7.727% | 38.61% | 15.8463 | 29.1103 | 2 | 92% AFUE - Increased HX Area | 2532.466 | 10591.0258 | 13123.4918 | 155.6438 | 59.81% | 6.936% | 33.25% | 17.4141 | 32.1934 | 2 | 92% AFUE - Increased HX Area | 2357.7653 | 11168.7472 | 13526.5125 | 486.3053 | 47.48% | 8.521% | 44% | 14.4684 | 25.9391
| 3 | 96% AFUE - Max Tech | 2745.7069 | 10473.2328 | 13218.9397 | 421.7823 | 56.87% | 3.475% | 39.66% | 15.7889 | 23.469 | 3 | 96% AFUE - Max Tech | 2846.8431 | 10194.5319 | 13041.375 | 234.6852 | 62.91% | 3.101% | 33.99% | 16.8047 | 24.7238 | 3 | 96% AFUE - Max Tech | 2644.1564 | 10753.0754 | 13397.2318 | 609.6459 | 50.8% | 3.851% | 45.35% | 14.735 | 22.194
| OF | 8939 | [9 empty] | OF | 8033 | [9 empty] | OF | 906
| 0 | 82% AFUE - Increased HX Area | 3294.6609 | 30143.7488 | 33438.4097 | [6 empty] | 0 | 82% AFUE - Increased HX Area | 3122.1226 | 30151.4612 | 33273.5838 | [6 empty] | 0 | 82% AFUE - Increased HX Area | 4824.4626 | 30075.3668 | 34899.8294
| 1 | 83% AFUE - Increased HX Area | 3455.1754 | 29804.2907 | 33259.4662 | 3.7473 | 10.57% | 58.1% | 31.32% | 1.1388 | 25.7042 | 1 | 83% AFUE - Increased HX Area | 3275.851 | 29811.7521 | 33087.6031 | -2.8137 | 10.32% | 58.33% | 31.35% | 1.0323 | 26.5963 | 1 | 83% AFUE - Increased HX Area | 5045.1459 | 29738.135 | 34783.281 | 61.9202 | 12.8% | 56.07% | 31.13% | 12.6517 | 18.2086
| 2 | 84% AFUE - Increased HX Area | 3700.4764 | 29472.6965 | 33173.1729 | -32.1739 | 25.5% | 38.57% | 35.93% | 2.4826 | 34.7558 | 2 | 84% AFUE - Increased HX Area | 3551.8192 | 29479.9125 | 33031.7316 | -69.0902 | 27.87% | 38.57% | 33.56% | 3.2409 | 38.0005 | 2 | 84% AFUE - Increased HX Area | 5018.5378 | 29408.7166 | 34427.2543 | 295.1427 | 4.415% | 38.63% | 56.95% | 1.5442 | 5.9564
| 3 | 85% AFUE - Increased HX Area | 3927.8774 | 29148.6965 | 33076.574 | -36.4808 | 34.99% | 33.08% | 31.93% | 20.2248 | 35.6425 | 3 | 85% AFUE - Increased HX Area | 3807.37 | 29155.6726 | 32963.0426 | -101.1693 | 38.81% | 33.08% | 28.11% | 23.0536 | 39.3632 | 3 | 85% AFUE - Increased HX Area | 4996.3502 | 29086.8437 | 34083.194 | 537.0764 | 1.104% | 33.11% | 65.78% | 1.064 | 2.6351
| 4 | 97% AFUE - Max Tech | 5175.9779 | 27717.2407 | 32893.2186 | 148.1021 | 53.06% | 0.9061% | 46.03% | 19.4181 | 51.7153 | 4 | 97% AFUE - Max Tech | 5190.5003 | 27728.4005 | 32918.9008 | -53.5288 | 57.55% | 0.8839% | 41.57% | 21.1016 | 56.527 | 4 | 97% AFUE - Max Tech | 5047.2161 | 27618.2925 | 32665.5086 | 1935.8517 | 13.25% | 1.104% | 85.65% | 0 | 7.7804
| All dollar values are in 2009 $ |  |  | * discounted and summed over lifetime of equipment | [7 empty] | All dollar values are in 2009 $ |  |  | * discounted and summed over lifetime of equipment | [7 empty] | All dollar values are in 2009 $ |  |  | * discounted and summed over lifetime of equipment
| Simulation Results SOUTH | [9 empty] | AEO 2011 - Reference Case | Simulation Results SOUTH - Replacements | [9 empty] | AEO 2011 - Reference Case | Simulation Results SOUTH - New Construction | [9 empty] | AEO 2011 - Reference Case
|  |  | Average LCC Results | [6 empty] | Payback Results |  |  |  | Average LCC Results | [6 empty] | Payback Results |  |  |  | Average LCC Results | [6 empty] | Payback Results
|  |  | Installed | Lifetime |  | LCC | Net | No | Net |  |  |  |  | Installed | Lifetime |  | LCC | Net | No | Net |  |  |  |  | Installed | Lifetime |  | LCC | Net | No | Net
| Level | Description | Price | Oper. Cost* | LCC | Savings | Cost | Impact | Benefit | Median | Average | Level | Description | Price | Oper. Cost* | LCC | Savings | Cost | Impact | Benefit | Median | Average | Level | Description (EF value at 40 Gallon) | Price | Oper. Cost* | LCC | Savings | Cost | Impact | Benefit | Median | Average
| NWGF | 4014 | [9 empty] | NWGF | 3044 | [9 empty] | NWGF | 970
| 0 | 80% AFUE - Increased HX Area | 1755.6868 | 4335.8375 | 6091.5243 | [6 empty] | 0 | 80% AFUE - Increased HX Area | 1564.0689 | 4314.4878 | 5878.5567 | [6 empty] | 0 | 80% AFUE - Increased HX Area | 2357.0116 | 4402.8361 | 6759.8477
| 1 | 90% AFUE - Condensing Design | 2290.4718 | 3939.0648 | 6229.5367 | -135.5802 | 53.01% | 24.09% | 22.89% | 28.0443 | 50.5806 | 1 | 90% AFUE - Condensing Design | 2271.326 | 3920.2436 | 6191.5696 | -261.879 | 63.11% | 23.19% | 13.7% | 37.1222 | 60.8813 | 1 | 90% AFUE - Condensing Design | 2350.5542 | 3998.1287 | 6348.6829 | 260.7637 | 21.34% | 26.91% | 51.75% | 0 | 16.6479
| 2 | 92% AFUE - Increased HX Area | 2358.8067 | 3868.2502 | 6227.057 | -136.9784 | 55.33% | 19.91% | 24.76% | 25.6989 | 46.655 | 2 | 92% AFUE - Increased HX Area | 2336.0945 | 3849.783 | 6185.8775 | -259.9883 | 64.65% | 18.99% | 16.36% | 32.7902 | 55.404 | 2 | 92% AFUE - Increased HX Area | 2430.081 | 3926.2031 | 6356.284 | 249.0442 | 26.08% | 22.78% | 51.13% | 2.248 | 17.8161
| 3 | 95% AFUE - Increased HX Area | 2514.8029 | 3767.7564 | 6282.5593 | -190.3683 | 66.72% | 7.997% | 25.29% | 26.3953 | 46.8655 | 3 | 95% AFUE - Increased HX Area | 2483.9661 | 3749.7802 | 6233.7463 | -306.3014 | 74.05% | 7.884% | 18.07% | 31.3588 | 52.9316 | 3 | 95% AFUE - Increased HX Area | 2611.5732 | 3824.1685 | 6435.7417 | 173.4465 | 43.71% | 8.351% | 47.94% | 12.402 | 27.7164
| 4 | 98% AFUE - Max Tech | 2820.2708 | 3730.5709 | 6550.8418 | -458.2153 | 83.73% | 0.2242% | 16.04% | 40.9529 | 83.7939 | 4 | 98% AFUE - Max Tech | 2769.1235 | 3709.6016 | 6478.7252 | -550.9156 | 87.02% | 0.1643% | 12.81% | 44.3034 | 87.6463 | 4 | 98% AFUE - Max Tech | 2980.7783 | 3796.3757 | 6777.154 | -167.3082 | 73.4% | 0.4124% | 26.19% | 31.8657 | 71.473
| MHGF | 5108 | [9 empty] | MHGF | 2547 | [9 empty] | MHGF | 2561
| 0 | 80% AFUE - Increased HX Area | 1424.9749 | 10744.5853 | 12169.5602 | [6 empty] | 0 | 80% AFUE - Increased HX Area | 1093.0499 | 9738.422 | 10831.4718 | [6 empty] | 0 | 80% AFUE - Increased HX Area | 4073.7404 | 26020.1908 | 30093.9312
| 1 | 90% AFUE - Condensing Design | 2024.1644 | 9727.0881 | 11751.2525 | 279.4633 | 47.81% | 9.652% | 42.54% | 13.609 | 23.2098 | 1 | 90% AFUE - Condensing Design | 1666.3354 | 8804.086 | 10470.4214 | 160.2866 | 44.09% | 8.213% | 31.37% | 14.5111 | 25.5784 | 1 | 90% AFUE - Condensing Design | 5430.0069 | 23594.1527 | 29024.1596 | 968.6455 | 42.95% | 9.488% | 47.56% | 12.6853 | 20.8627
| 2 | 92% AFUE - Increased HX Area | 2242.5879 | 9536.5084 | 11779.0963 | 237.5886 | 52.02% | 7.635% | 40.35% | 15.3544 | 26.1403 | 2 | 92% AFUE - Increased HX Area | 1881.6695 | 8629.9031 | 10511.5725 | 95.3394 | 47.8% | 6.11% | 29.76% | 16.829 | 29.2018 | 2 | 92% AFUE - Increased HX Area | 5904.4712 | 23137.1751 | 29041.6463 | 951.9481 | 46.93% | 7.966% | 45.1% | 14.0522 | 23.0736
| 3 | 96% AFUE - Max Tech | 2545.812 | 9178.5626 | 11724.3746 | 257.247 | 56.52% | 3.778% | 39.7% | 16.08 | 26.5625 | 3 | 96% AFUE - Max Tech | 2149.3612 | 8302.7386 | 10452.0998 | 97.0891 | 51.22% | 3.088% | 29.37% | 16.9036 | 28.6811 | 3 | 96% AFUE - Max Tech | 6661.1881 | 22278.9291 | 28940.1172 | 1049.9777 | 51.85% | 3.866% | 44.28% | 15.3502 | 24.4516
| OF | 1061 | [9 empty] | OF | 967 | [9 empty] | OF | 94
| 0 | 82% AFUE - Increased HX Area | 2764.3046 | 24852.7201 | 27617.0248 | [6 empty] | 0 | 82% AFUE - Increased HX Area | 2640.7441 | 24792.0548 | 27432.799 | [6 empty] | 0 | 82% AFUE - Increased HX Area | 4035.4004 | 25476.7979 | 29512.1983
| 1 | 83% AFUE - Increased HX Area | 2874.2093 | 24574.2323 | 27448.4416 | 18.8347 | 8.86% | 59.75% | 31.39% | 1.2021 | 19.9943 | 1 | 83% AFUE - Increased HX Area | 2744.025 | 24514.1329 | 27258.1579 | 16.6161 | 8.79% | 59.26% | 31.95% | 1.2021 | 20.5218 | 1 | 83% AFUE - Increased HX Area | 4213.4455 | 25192.4889 | 29405.9344 | 41.6576 | 9.574% | 64.89% | 25.53% | 8.8042 | 13.6966
| 2 | 84% AFUE - Increased HX Area | 3048.5854 | 24302.1973 | 27350.7827 | 13.2888 | 21.39% | 38.93% | 39.68% | 1.6442 | 25.4076 | 2 | 84% AFUE - Increased HX Area | 2937.6712 | 24242.6508 | 27180.322 | -7.6757 | 23.37% | 38.68% | 37.95% | 1.6256 | 27.4866 | 2 | 84% AFUE - Increased HX Area | 4189.5857 | 24914.7663 | 29104.352 | 228.956 | 1.064% | 41.49% | 57.45% | 1.6593 | 2.9919
| 3 | 85% AFUE - Increased HX Area | 3226.7309 | 24036.3942 | 27263.1251 | 18.5577 | 31.67% | 32.7% | 35.63% | 15.526 | 25.74 | 3 | 85% AFUE - Increased HX Area | 3133.5859 | 23977.388 | 27110.9739 | -19.368 | 34.64% | 32.47% | 32.89% | 18.5055 | 27.9663 | 3 | 85% AFUE - Increased HX Area | 4184.9351 | 24643.4047 | 28828.3398 | 408.7081 | 1.064% | 35.11% | 63.83% | 1.2031 | 1.9079
| 4 | 97% AFUE - Max Tech | 4334.5274 | 22767.7363 | 27102.2636 | 172.7369 | 53.72% | 1.131% | 45.15% | 19.4046 | 40.5263 | 4 | 97% AFUE - Max Tech | 4332.7791 | 22735.1586 | 27067.9377 | 20.5634 | 58.43% | 1.034% | 40.54% | 21.1007 | 44.1997 | 4 | 97% AFUE - Max Tech | 4352.5122 | 23102.8703 | 27455.3825 | 1738.1816 | 5.319% | 2.128% | 92.55% | 0.60312 | 4.4727
| All dollar values are in 2009 $ |  |  | * discounted and summed over lifetime of equipment | [7 empty] | All dollar values are in 2009 $ |  |  | * discounted and summed over lifetime of equipment | [7 empty] | All dollar values are in 2009 $ |  |  | * discounted and summed over lifetime of equipment

## Venting Fraction Comparison
Comparison of Venting System Distributions (2007 TSD vs. 2011 DFR)
APGA Comment: Implement Venting Systems Distribution Consistent with the 2007 TSD, “Technical Support Document: Energy Efficiency Program for Consumer Products, Energy Conservation Standards for Residential Furnaces and Boilers,” September 2007, Appendix C, Section C.4.2. Weighting factors used in the current analysis are undocumented, and no basis is provided for deviating from these previously-used weighting factors.
Response: DOE used the same sources to come up with weighting factors for the venting system distributions as shown in the table below. Using the sources listed below, DOE applied the regional data available from these sources or more recent data (e.g. RECS 2005) to derive regional weights.
Parameter | 2007 Final Rule |  | 2011 Direct Final Rule |  | Notes
| Fraction | Source | Fraction | Source
New/Replacement | 25%/75% | Residential Furnace & Boiler Marketing Analysis | 25%/75% | NIA Spreadsheet based on historical Shiipment Data | Same fraction and Sources
Water Heater Common | 50% | 1994 GRI survey and 2001 Water Heater Rule (based on 1990 AGA/BECS Gas Water Heater Survey) | 57% | 1990 A.G.A./BECS Gas Water Heater Survey | Used similar sources; 1990 AGA/BECS Gas Water Heater Survey is a larger survey (32,000) and provdes data for the 4 census regions.
Vent Distribution in 2015 | 9 percent Exterior Masonry; 14 percent Interior Masonry; 27 percent Lined Masonry; 32 percent Type B; 18 percent Other | 1994 GRI survey modified to take into account relinings between 1992 and 2015, see section 6.2.8 in Appendix C of 2007 Final Rule. | 46% (9%+14%+27%) total Masonry Chimneys; remaining 54% (100%-46%) are non-masonry | 1994 GRI survey modified to take into account 1992 to 2016 relinings, see section 8-B.2.3.2.2 (pg. 8-B-9) in Appendix 8B of 2011 Furnace DFR. | Same data source was used. 2011 DFR uses regional values (North, South HD, South HH) from the 1994 GRI Survey to conduct regional analysis. To account for relinings between 1992 and 2015, 2011 DFR uses RECS 2005 vs. RECS 2001 used in 2007 Final Rule.
Vent Connector Distribution in 2015 | 53 percent single wall; 36 percent double wall; 11 percent other | 1994 GRI survey | Fractions not used. Double wall vent connector applied to all installations requiring a new vent connector. | Consultant Report
Weighting Factors from 2007 Furnace Final Rule , Appendix C, C.4.2 (pg. C-29)

## APGA Inst. Costs
Implementation of APGA Installation Costs
APGA Comment: Implement AGA Survey Ranges of Installation Cost for Furnace Replacements of Category I Systems with Category IV. The following table of installation costs is from the AGA survey data, and these ranges should be simulated as uniform cost distributions for the component costs. The AGA survey costs have been previously submitted to DOE and are in the rulemaking docket. Costs not included in the DOE installed costs (e.g., drain pans) should be included as additional cost adders, either by including them explicitly as new cost categories or added to other, existing cost categories. In the case of the latter approach, DOE should document how it added costs to other cost categories.
Response: DOE used APGA Installation Cost Data and applied it to the LCC spreadsheet as shown in the table below.
Additional Venting System/Installation Requirements | AGA Cost Data Range of Est. Cost (2005$) | Cost Data Range Applied in LCC Spreadsheet using a Uniform Distribution (2009$)* | Implementation
Reline existing chimney or resize vent to accommodate the remaining appliance (code requirement for proper vent sizing) | $600 - $1,000 | $659 - $1,098 | Replaced all chimney relining and resizing costs with this range (applied this range to cells k36, k37, k44, k46, k47, and k48 in "Installation Cost" worksheet in LCC Spreadsheet).
Install drain pan for condensate from condensing furnace (code requirement to avoid structural damage) | $150 - $250 | $165 - $275 | Replaced Condensate Drain Pan value with this range (cell k53 in "Installation Cost" worksheet in LCC Spreadsheet).
Install freeze protection for condensate line to ensure reliability of disposal (for installation outside of conditioned space) | 200 | 220 | Replaced Condensate Heat Tape (Freeze Protection) value with this range (cell k52 in "Installation Cost" worksheet in LCC Spreadsheet). Assumed that this cost range includes electricity outlet costs (therefore, set cell k50 equal to zero).
Perform structural modifications (including boring holes in Interior walls, floors, exterior walls for vents and new vent termination kit) | $300 - $450 | $330 - $494 | Replaced all components of Plastic Venting Installation Costs (Flue Venting (Plastic Vent); Concealing Plastic Venting (Retrofit Only); Combustion Air Pipe (Direct Vent)) values with this range (applied this range to cell k40 and set cell 41 and cell42 equal to zero in "Installation Cost" worksheet in LCC Spreadsheet).
Install condensate drain, pump, acid neutralizer, etc. | $250 - $300 | $275 - $330 | Replaced Condensate Pump value with this range (cell k51 in "Installation Cost" worksheet in LCC Spreadsheet). Assumed that this cost range includes electricity outlet costs (therefore, set cell k50 equal to zero).
* Adjusted using CPI (2009 vs. 2005)

## AEO Energy Price Trends
AEO Price Forecast Comparison
DOE used the following AEO price forecasts:
AEO 2010 Reference Scenario
AEO 2011 Reference Scenario
AEO 2011 High Shale EUR Scenario
Note: AEO 2011 High Shale EUR Scenario is based on: "The total unproved technically recoverable shale gas resources are increased from 827 trillion cubic feet in the Reference case to 1,230 trillion cubic feet. The estimted ultimate recovery per shale gas well is 50 percent higher than in the Reference case."
|  | Electricity Regional Price Forecasts - Reference Scenario (AEO 2010) | [10 empty] | Natural Gas Regional Price Forecasts - Reference Scenario (AEO 2010) | [10 empty] | LPG Regional Price Forecasts - Reference Scenario (AEO 2010) | [10 empty] | Oil Regional Price Forecasts - Reference Scenario (AEO 2010)
|  | (in 2008$ / MMBtu) | [10 empty] | (in 2008$ / MMBtu) | [10 empty] | (in 2008$ / MMBtu) | [10 empty] | (in 2008$ / MMBtu)
|  | Year | Div 1 | Div 2 | Div 3 | Div 4 | Div 5 | Div 6 | Div 7 | Div 8 | Div 9 | Nat. | Year | Div 1 | Div 2 | Div 3 | Div 4 | Div 5 | Div 6 | Div 7 | Div 8 | Div 9 | Nat. | Year | Div 1 | Div 2 | Div 3 | Div 4 | Div 5 | Div 6 | Div 7 | Div 8 | Div 9 | Nat. | Year | Div 1 | Div 2 | Div 3 | Div 4 | Div 5 | Div 6 | Div 7 | Div 8 | Div 9 | Nat.
|  | 2007 | 50.0401 | 41.7999 | 29.182 | 24.8912 | 30.045 | 25.035 | 33.422 | 27.8906 | 35.4266 | 31.8161 | 2007 | 16.6839 | 14.9001 | 11.5476 | 11.9137 | 16.1255 | 13.8463 | 12.284 | 10.8655 | 11.9156 | 12.9441 | 2007 | 31.1923 | 30.7572 | 22.5575 | 22.5575 | 28.6654 | 27.7451 | 27.7451 | 23.9799 | 28.9499 | 26.2483 | 2007 | 20.0809 | 20.4658 | 19.5956 | 19.3613 | 20.3319 | 21.6706 | 19.1605 | 20.516 | 22.5742 | 20.3032
|  | 2008 | 51.8787 | 43.5844 | 30.4396 | 25.4132 | 31.2573 | 27.3036 | 37.8077 | 28.8247 | 33.8365 | 33.2926 | 2008 | 16.7939 | 15.7581 | 12.3226 | 11.7954 | 16.6373 | 14.5565 | 13.3353 | 10.9415 | 12.3958 | 13.4817 | 2008 | 34.0538 | 33.6857 | 26.3729 | 23.0763 | 32.8155 | 30.8743 | 30.4393 | 28.2304 | 34.3383 | 29.3503 | 2008 | 24.3983 | 24.7497 | 24.1305 | 24.4819 | 23.5616 | 24.3983 | 24.097 | 24.4819 | 24.4987 | 24.4655
|  | 2009 | 47.9985 | 41.3279 | 28.752 | 27.0198 | 32.2842 | 27.8814 | 33.3452 | 28.6456 | 32.1814 | 32.3348 | 2009 | 14.6943 | 12.7191 | 10.2768 | 10.3613 | 13.549 | 11.6784 | 10.6415 | 10.1472 | 11.2482 | 11.3927 | 2009 | 28.8495 | 28.5483 | 22.34 | 19.5454 | 27.812 | 26.1553 | 25.7872 | 23.9297 | 29.1005 | 24.904 | 2009 | 17.9389 | 18.1899 | 17.7381 | 17.9891 | 17.3198 | 17.9389 | 17.7046 | 17.9891 | 18.0058 | 17.9841
|  | 2010 | 46.6207 | 39.6783 | 28.1748 | 26.8225 | 29.3858 | 26.9696 | 31.5577 | 27.7391 | 32.5552 | 30.9426 | 2010 | 14.4716 | 12.0976 | 9.7748 | 9.8537 | 12.9563 | 11.0767 | 10.0776 | 9.865 | 10.7914 | 10.8899 | 2010 | 27.0677 | 27.1681 | 21.8216 | 19.2519 | 26.8715 | 25.3933 | 25.1795 | 23.3434 | 26.2812 | 24.0108 | 2010 | 17.6196 | 18.0368 | 15.9529 | 15.4987 | 16.7497 | 15.6633 | 16.9259 | 15.9696 | 16.7081 | 17.5712
|  | 2011 | 43.2327 | 36.8566 | 26.4854 | 25.9622 | 29.2078 | 26.2281 | 29.3347 | 28.4945 | 32.4259 | 29.9015 | 2011 | 15.0863 | 13.1007 | 10.5958 | 10.7476 | 13.8903 | 11.8875 | 10.9683 | 10.8366 | 11.615 | 11.7763 | 2011 | 27.1509 | 27.2513 | 21.9048 | 19.3351 | 26.9547 | 25.4765 | 25.2627 | 23.4266 | 26.3644 | 24.0947 | 2011 | 17.7606 | 18.177 | 16.1239 | 15.6688 | 16.8861 | 15.8124 | 17.0612 | 16.2463 | 16.9776 | 17.7192
|  | 2012 | 46.394 | 40.2034 | 27.6103 | 26.272 | 30.0859 | 26.5693 | 31.033 | 28.8423 | 32.9807 | 31.0847 | 2012 | 15.1786 | 13.2695 | 10.6572 | 10.8324 | 14.033 | 12.0031 | 11.0917 | 10.8351 | 11.6489 | 11.8682 | 2012 | 28.3067 | 28.4071 | 23.0606 | 20.491 | 28.1106 | 26.6324 | 26.4186 | 24.5825 | 27.5202 | 25.2537 | 2012 | 18.8576 | 19.2713 | 17.2041 | 16.7459 | 17.9655 | 16.8999 | 18.1399 | 17.3231 | 19.1046 | 18.8407
|  | 2013 | 47.316 | 40.9684 | 27.9103 | 26.4909 | 30.6835 | 26.5945 | 31.1831 | 28.9623 | 33.5031 | 31.4705 | 2013 | 14.8804 | 12.9232 | 10.2998 | 10.5075 | 13.633 | 11.6702 | 10.7418 | 10.3374 | 11.07 | 11.4753 | 2013 | 29.5212 | 29.6217 | 24.2751 | 21.7055 | 29.3251 | 27.8469 | 27.6331 | 25.797 | 28.7348 | 26.4721 | 2013 | 19.8801 | 20.2895 | 18.2778 | 17.8165 | 18.9655 | 17.9839 | 19.1395 | 18.3543 | 20.0792 | 19.8625
|  | 2014 | 47.6121 | 40.4009 | 28.1423 | 26.7272 | 30.6059 | 26.6087 | 31.2301 | 28.9404 | 33.8212 | 31.4868 | 2014 | 14.7331 | 12.7445 | 10.2579 | 10.4339 | 13.6411 | 11.7128 | 10.7535 | 10.3222 | 10.9989 | 11.4135 | 2014 | 30.4809 | 30.5813 | 25.2347 | 22.6651 | 30.2847 | 28.8065 | 28.5927 | 26.7566 | 29.6944 | 27.4365 | 2014 | 20.5871 | 21.0238 | 18.9341 | 18.4709 | 19.6639 | 18.648 | 19.8373 | 19.0445 | 20.8317 | 20.5795
|  | 2015 | 47.2937 | 40.4124 | 28.2774 | 26.5849 | 30.497 | 26.402 | 31.3853 | 28.9212 | 33.569 | 31.4261 | 2015 | 14.8228 | 12.8265 | 10.4079 | 10.541 | 13.822 | 11.9212 | 10.9297 | 10.4723 | 11.1636 | 11.5568 | 2015 | 31.0655 | 31.1659 | 25.8193 | 23.2497 | 30.8693 | 29.3911 | 29.1773 | 27.3412 | 30.279 | 28.0253 | 2015 | 21.0985 | 21.5426 | 19.4451 | 18.9802 | 20.1617 | 19.1855 | 20.3348 | 19.5354 | 20.8923 | 21.0822
|  | 2016 | 47.0475 | 41.1478 | 28.6702 | 26.5845 | 30.6535 | 26.5288 | 31.9051 | 28.9672 | 33.3888 | 31.6444 | 2016 | 14.8708 | 12.865 | 10.4894 | 10.6179 | 13.9139 | 12.0291 | 11.0126 | 10.6293 | 11.3149 | 11.6503 | 2016 | 31.7052 | 31.8056 | 26.4591 | 23.8895 | 31.5091 | 30.0309 | 29.8171 | 27.981 | 30.9187 | 28.6693 | 2016 | 22.0313 | 22.4967 | 20.3904 | 19.9234 | 21.0804 | 20.1384 | 21.2536 | 20.4463 | 20.9575 | 22.0028
|  | 2017 | 46.9699 | 41.735 | 28.687 | 26.6204 | 30.8544 | 26.8019 | 32.1645 | 29.0564 | 33.2154 | 31.8015 | 2017 | 14.8918 | 12.8659 | 10.5132 | 10.6469 | 13.9288 | 12.0494 | 10.9999 | 10.7316 | 11.4206 | 11.6886 | 2017 | 32.241 | 32.3414 | 26.9948 | 24.4252 | 32.0448 | 30.5666 | 30.3528 | 28.5167 | 31.4545 | 29.2095 | 2017 | 22.6611 | 23.148 | 21.0281 | 20.5596 | 21.7008 | 20.781 | 21.8741 | 21.061 | 22.0646 | 22.6558
|  | 2018 | 46.849 | 42.0078 | 28.6665 | 26.5394 | 30.8854 | 26.8472 | 31.989 | 29.1325 | 32.9655 | 31.7788 | 2018 | 14.9569 | 12.9035 | 10.5753 | 10.7193 | 13.981 | 12.1134 | 11.0294 | 10.8441 | 11.5184 | 11.7568 | 2018 | 32.824 | 32.9244 | 27.5779 | 25.0083 | 32.6279 | 31.1497 | 30.9359 | 29.0998 | 32.0375 | 29.7969 | 2018 | 23.3176 | 23.8197 | 21.6728 | 21.2029 | 22.3568 | 21.4305 | 22.5214 | 21.7494 | 22.5831 | 23.3166
|  | 2019 | 46.7848 | 41.8994 | 28.6679 | 26.4418 | 30.6904 | 26.6743 | 31.9781 | 29.2393 | 32.7748 | 31.6795 | 2019 | 15.02 | 12.9532 | 10.6473 | 10.7937 | 14.0531 | 12.2061 | 11.085 | 10.9507 | 11.6145 | 11.8342 | 2019 | 33.0791 | 33.1795 | 27.8329 | 25.2633 | 32.8829 | 31.4047 | 31.1909 | 29.3548 | 32.2926 | 30.0561 | 2019 | 23.747 | 24.2492 | 22.0956 | 21.6248 | 22.7836 | 21.8556 | 22.9461 | 22.1905 | 22.8514 | 23.7433
|  | 2020 | 46.8385 | 42.32 | 28.8206 | 26.506 | 30.792 | 26.8039 | 32.1787 | 29.6739 | 32.8189 | 31.8447 | 2020 | 15.1049 | 13.0317 | 10.7582 | 10.8979 | 14.1756 | 12.3474 | 11.19 | 11.1133 | 11.7639 | 11.9527 | 2020 | 33.3084 | 33.4088 | 28.0623 | 25.4927 | 33.1123 | 31.6341 | 31.4203 | 29.5842 | 32.5219 | 30.2895 | 2020 | 24.107 | 24.6066 | 22.4443 | 21.9725 | 23.1388 | 22.2095 | 23.2969 | 22.4993 | 22.9115 | 24.0953
|  | 2021 | 46.8437 | 42.7192 | 29.0486 | 26.5516 | 30.9115 | 26.8618 | 32.2916 | 30.0686 | 32.8781 | 32.009 | 2021 | 15.2437 | 13.1547 | 10.8789 | 11.0145 | 14.3275 | 12.5174 | 11.3232 | 11.1823 | 11.8207 | 12.0696 | 2021 | 33.54 | 33.6404 | 28.2939 | 25.7243 | 33.3438 | 31.8657 | 31.6518 | 29.8157 | 32.7535 | 30.5252 | 2021 | 24.2476 | 24.7488 | 22.5836 | 22.1113 | 23.2792 | 22.349 | 23.4375 | 22.6693 | 23.1956 | 24.2422
|  | 2022 | 46.9937 | 42.8494 | 29.1485 | 26.5806 | 30.892 | 26.783 | 32.4921 | 30.3921 | 32.8975 | 32.0833 | 2022 | 15.4632 | 13.3572 | 11.0846 | 11.2076 | 14.5553 | 12.7603 | 11.5277 | 11.3263 | 11.9234 | 12.2603 | 2022 | 33.744 | 33.8444 | 28.4979 | 25.9283 | 33.5478 | 32.0697 | 31.8558 | 30.0198 | 32.9575 | 30.7334 | 2022 | 24.4494 | 24.9493 | 22.7779 | 22.3047 | 23.4783 | 22.5465 | 23.6344 | 22.8804 | 23.1988 | 24.4398
|  | 2023 | 47.1473 | 43.2362 | 29.3829 | 26.4803 | 30.955 | 26.7434 | 32.665 | 30.6213 | 32.8912 | 32.2005 | 2023 | 15.5164 | 13.4504 | 11.1461 | 11.2201 | 14.7019 | 12.9185 | 11.6462 | 11.0831 | 11.7941 | 12.2871 | 2023 | 34.0207 | 34.1211 | 28.7745 | 26.2049 | 33.8245 | 32.3463 | 32.1325 | 30.2964 | 33.2341 | 31.0142 | 2023 | 24.7643 | 25.2616 | 23.0874 | 22.6139 | 23.7909 | 22.8588 | 23.9449 | 23.1419 | 23.5625 | 24.756
|  | 2024 | 47.0299 | 43.3265 | 29.6613 | 26.4053 | 31.0689 | 26.7735 | 32.9993 | 30.5328 | 32.6526 | 32.284 | 2024 | 15.4893 | 13.4482 | 11.0937 | 11.109 | 14.7591 | 12.9862 | 11.6763 | 10.777 | 11.4417 | 12.1952 | 2024 | 34.286 | 34.3864 | 29.0399 | 26.4703 | 34.0899 | 32.6117 | 32.3979 | 30.5618 | 33.4995 | 31.2837 | 2024 | 24.9467 | 25.4454 | 23.2691 | 22.7955 | 23.9732 | 23.0409 | 24.1272 | 23.3566 | 23.7603 | 24.9416
|  | 2025 | 46.7295 | 43.1191 | 29.5581 | 26.2244 | 31.0521 | 26.7341 | 33.2128 | 30.7589 | 32.5833 | 32.2588 | 2025 | 15.6282 | 13.5289 | 11.1544 | 11.1694 | 14.8472 | 13.0802 | 11.731 | 10.9888 | 11.5723 | 12.291 | 2025 | 34.5492 | 34.6496 | 29.3031 | 26.7335 | 34.3531 | 32.8749 | 32.6611 | 30.825 | 33.7627 | 31.5512 | 2025 | 25.2383 | 25.7353 | 23.5545 | 23.0803 | 24.2624 | 23.3293 | 24.4142 | 23.6466 | 23.934 | 25.2313
|  | 2026 | 46.8087 | 43.3289 | 29.5585 | 26.0773 | 31.1308 | 26.7598 | 33.5201 | 31.2585 | 32.8157 | 32.3972 | 2026 | 15.8107 | 13.6717 | 11.3159 | 11.3464 | 14.9934 | 13.2164 | 11.8287 | 11.235 | 11.7806 | 12.4614 | 2026 | 34.6964 | 34.7968 | 29.4503 | 26.8807 | 34.5002 | 33.022 | 32.8082 | 30.9721 | 33.9099 | 31.7023 | 2026 | 25.5101 | 26.0056 | 23.8197 | 23.3448 | 24.5316 | 23.5976 | 24.6813 | 23.883 | 24.0676 | 25.5007
|  | 2027 | 47.1587 | 43.5902 | 29.6604 | 26.008 | 31.2556 | 26.7826 | 33.8389 | 31.7684 | 32.9472 | 32.5712 | 2027 | 16.0085 | 13.8302 | 11.5046 | 11.5697 | 15.1459 | 13.3682 | 11.9385 | 11.4932 | 12.0447 | 12.6581 | 2027 | 34.9691 | 35.0695 | 29.723 | 27.1533 | 34.7729 | 33.2947 | 33.0809 | 31.2448 | 34.1826 | 31.9793 | 2027 | 25.7223 | 26.217 | 24.0242 | 23.5489 | 24.7416 | 23.8069 | 24.8894 | 24.1225 | 24.5941 | 25.7215
|  | 2028 | 47.4485 | 43.9462 | 29.7658 | 25.9606 | 31.3285 | 26.831 | 34.2122 | 32.1355 | 33.0132 | 32.7321 | 2028 | 16.269 | 14.0632 | 11.7563 | 11.8207 | 15.4068 | 13.6442 | 12.1712 | 11.7499 | 12.2497 | 12.9031 | 2028 | 35.2167 | 35.3171 | 29.9705 | 27.4009 | 35.0205 | 33.5423 | 33.3285 | 31.4924 | 34.4302 | 32.231 | 2028 | 26.0398 | 26.5332 | 24.336 | 23.8599 | 25.0563 | 24.1204 | 25.2018 | 24.4356 | 24.892 | 26.0397
|  | 2029 | 47.8917 | 44.7662 | 30.0234 | 26.0132 | 31.706 | 27.0782 | 34.9327 | 32.6463 | 33.1803 | 33.1341 | 2029 | 16.5659 | 14.3313 | 12.0066 | 12.0605 | 15.7145 | 13.9505 | 12.43 | 11.9835 | 12.4853 | 13.1644 | 2029 | 35.5683 | 35.6687 | 30.3222 | 27.7526 | 35.3722 | 33.894 | 33.6802 | 31.8441 | 34.7818 | 32.5868 | 2029 | 26.4448 | 26.9371 | 24.7338 | 24.2569 | 25.4587 | 24.5214 | 25.6021 | 24.8325 | 25.2391 | 26.4447
|  | 2030 | 48.4205 | 44.9695 | 30.278 | 26.165 | 31.9909 | 27.2848 | 35.5861 | 33.1309 | 33.3916 | 33.4557 | 2030 | 16.8651 | 14.6058 | 12.2999 | 12.3397 | 16.0095 | 14.3127 | 12.7437 | 12.2114 | 12.7051 | 13.4422 | 2030 | 35.7895 | 35.8899 | 30.5434 | 27.9738 | 35.5933 | 34.1152 | 33.9013 | 32.0652 | 35.003 | 32.812 | 2030 | 26.603 | 27.0941 | 24.883 | 24.4053 | 25.6144 | 24.6758 | 25.7557 | 24.9795 | 25.6834 | 26.61
|  | 2031 | 48.925 | 45.4807 | 30.3925 | 26.3225 | 32.3131 | 27.4903 | 36.263 | 33.6725 | 33.6377 | 33.808 | 2031 | 17.2185 | 14.9452 | 12.6307 | 12.6734 | 16.3847 | 14.6962 | 13.0828 | 12.5216 | 13.005 | 13.7773 | 2031 | 36.145 | 36.2454 | 30.8989 | 28.3293 | 35.9489 | 34.4707 | 34.2569 | 32.4208 | 35.3585 | 33.1715 | 2031 | 27.0403 | 27.5305 | 25.3149 | 24.8363 | 26.0491 | 25.109 | 26.1883 | 25.4117 | 26.1777 | 27.0491
|  | 2032 | 49.2502 | 45.911 | 30.5767 | 26.5379 | 32.5821 | 27.5797 | 36.8584 | 34.1137 | 33.807 | 34.1095 | 2032 | 17.3982 | 15.0981 | 12.7735 | 12.826 | 16.547 | 14.8294 | 13.166 | 12.6889 | 13.1818 | 13.9319 | 2032 | 36.4757 | 36.5761 | 31.2296 | 28.66 | 36.2795 | 34.8014 | 34.5875 | 32.7514 | 35.6892 | 33.5053 | 2032 | 27.4344 | 27.9233 | 25.7017 | 25.2223 | 26.4406 | 25.4991 | 26.5776 | 25.7975 | 26.647 | 27.4462
|  | 2033 | 49.4403 | 46.1235 | 30.6708 | 26.4583 | 32.6698 | 27.6605 | 37.242 | 34.4389 | 33.8954 | 34.2564 | 2033 | 17.524 | 15.1905 | 12.8503 | 12.9299 | 16.6325 | 14.8965 | 13.184 | 12.8386 | 13.3136 | 14.0299 | 2033 | 36.8632 | 36.9636 | 31.617 | 29.0474 | 36.667 | 35.1888 | 34.975 | 33.1389 | 36.0767 | 33.8967 | 2033 | 27.8271 | 28.2864 | 26.0558 | 25.5756 | 26.8289 | 25.8605 | 26.9619 | 26.098 | 26.5503 | 27.8156
|  | 2034 | 49.5669 | 46.4875 | 31.0096 | 26.5267 | 32.8614 | 27.8595 | 37.539 | 34.8415 | 34.04 | 34.4945 | 2034 | 17.7529 | 15.3923 | 13.0659 | 13.1414 | 16.8126 | 15.1223 | 13.359 | 13.0617 | 13.5606 | 14.245 | 2034 | 37.2243 | 37.3248 | 31.9782 | 29.4086 | 37.0282 | 35.55 | 35.3362 | 33.5001 | 36.4378 | 34.2621 | 2034 | 28.2363 | 28.715 | 26.4794 | 25.9983 | 27.2351 | 26.2914 | 27.3658 | 26.5141 | 26.9361 | 28.2365
|  | 2035 | 49.9076 | 46.6524 | 31.1373 | 26.8504 | 33.0755 | 27.9287 | 37.8694 | 35.1906 | 34.1762 | 34.7108 | 2035 | 17.9049 | 15.5091 | 13.2433 | 13.3172 | 16.896 | 15.342 | 13.5254 | 13.2123 | 13.7285 | 14.3994 | 2035 | 37.609 | 37.7094 | 32.3629 | 29.7933 | 37.4128 | 35.9347 | 35.7208 | 33.8847 | 36.8225 | 34.6511 | 2035 | 28.6503 | 29.1291 | 26.8849 | 26.4025 | 27.6441 | 26.6973 | 27.7705 | 26.9787 | 27.6417 | 28.6581
|  | Electricity Regional Price Forecasts - Reference Scenario (AEO 2011) | [10 empty] | Natural Gas Regional Price Forecasts - Reference Scenario (AEO 2011) | [10 empty] | LPG Regional Price Forecasts - Reference Scenario (AEO 2011) | [10 empty] | Oil Regional Price Forecasts - Reference Scenario (AEO 2011)
|  | (in 2009$ / MMBtu) | [10 empty] | (in 2009$ / MMBtu) | [10 empty] | (in 2009$ / MMBtu) | [10 empty] | (in 2009$ / MMBtu)
|  | Year | Div 1 | Div 2 | Div 3 | Div 4 | Div 5 | Div 6 | Div 7 | Div 8 | Div 9 | Nat. | Year | Div 1 | Div 2 | Div 3 | Div 4 | Div 5 | Div 6 | Div 7 | Div 8 | Div 9 | Nat. | Year | Div 1 | Div 2 | Div 3 | Div 4 | Div 5 | Div 6 | Div 7 | Div 8 | Div 9 | Nat. | Year | Div 1 | Div 2 | Div 3 | Div 4 | Div 5 | Div 6 | Div 7 | Div 8 | Div 9 | Nat.
|  | 2008 | 52.3693 | 44.014 | 30.725 | 25.6511 | 31.5507 | 27.5593 | 35.0753 | 29.0958 | 34.1549 | 33.1599 | 2008 | 16.9911 | 15.926 | 12.4886 | 11.9071 | 16.6225 | 14.6406 | 13.4616 | 11.0469 | 12.5424 | 13.6196 | 2008 | 34.4447 | 34.0723 | 26.6756 | 23.3412 | 33.1922 | 31.2288 | 30.7887 | 28.5544 | 34.7325 | 29.4556 | 2008 | 24.6783 | 25.0338 | 24.4075 | 24.763 | 23.832 | 24.6783 | 24.3737 | 24.763 | 24.7799 | 24.7469
|  | 2009 | 51.267 | 43.5 | 32.0193 | 26.8001 | 33.1829 | 28.1597 | 32.347 | 29.8382 | 35.6023 | 33.6247 | 2009 | 16.391 | 14.5259 | 10.6099 | 10.0588 | 14.693 | 12.8982 | 11.3863 | 10.0832 | 10.1016 | 11.8839 | 2009 | 28.5713 | 28.3682 | 22.1902 | 19.3974 | 27.3019 | 25.9309 | 25.4908 | 23.6628 | 28.656 | 24.6338 | 2009 | 18.0771 | 18.331 | 17.874 | 18.1448 | 17.4509 | 18.0433 | 17.4339 | 18.1279 | 18.1618 | 18.1232
|  | 2010 | 52.602 | 44.4832 | 33.6776 | 28.2717 | 33.4207 | 26.7475 | 30.9423 | 27.3964 | 34.7417 | 33.53 | 2010 | 14.561 | 12.6384 | 9.9187 | 9.8408 | 13.1721 | 11.2647 | 10.0334 | 9.7605 | 10.6681 | 11.0175 | 2010 | 30.6871 | 30.484 | 23.832 | 20.8361 | 29.333 | 27.8604 | 27.3865 | 25.4231 | 30.7887 | 26.4889 | 2010 | 20.633 | 20.9207 | 20.396 | 20.7007 | 19.9221 | 20.5822 | 19.8882 | 20.6838 | 20.7176 | 20.6845
|  | 2011 | 55.4045 | 42.9148 | 30.5967 | 25.4943 | 30.9687 | 24.7116 | 27.8186 | 25.9048 | 34.6904 | 31.5002 | 2011 | 13.2008 | 11.5633 | 9.1711 | 9.113 | 12.5639 | 10.6741 | 9.7692 | 9.1756 | 9.9435 | 10.2865 | 2011 | 30.9749 | 30.7548 | 24.0521 | 21.0392 | 29.6038 | 28.1143 | 27.6404 | 25.66 | 31.0764 | 26.7157 | 2011 | 21.6147 | 21.9024 | 21.3608 | 21.6824 | 20.853 | 21.547 | 20.8192 | 21.6655 | 21.6993 | 21.6736
|  | 2012 | 56.2929 | 44.2338 | 30.418 | 25.4443 | 31.0955 | 24.7031 | 28.103 | 26.6032 | 34.6621 | 31.7131 | 2012 | 13.099 | 11.504 | 8.9014 | 9.0625 | 12.4728 | 10.6773 | 9.7011 | 9.176 | 9.9093 | 10.1631 | 2012 | 32.0838 | 32.5578 | 26.32 | 23.5346 | 31.767 | 29.9834 | 28.6166 | 28.1136 | 30.0696 | 28.5 | 2012 | 19.8661 | 20.4526 | 18.3164 | 17.8579 | 18.9495 | 18.0296 | 19.1183 | 18.4474 | 19.6649 | 19.9312
|  | 2013 | 56.7189 | 44.8659 | 30.6659 | 26.0619 | 31.2182 | 24.5014 | 28.3034 | 27.1319 | 34.4544 | 31.8937 | 2013 | 12.9815 | 11.3678 | 8.8376 | 9.0178 | 12.481 | 10.7285 | 9.7053 | 9.1959 | 9.881 | 10.1148 | 2013 | 32.5399 | 33.0138 | 26.776 | 23.9906 | 32.223 | 30.4395 | 29.0727 | 28.5696 | 30.5257 | 28.9619 | 2013 | 20.2478 | 20.8198 | 18.6812 | 18.2215 | 19.3192 | 18.3965 | 19.4864 | 18.7408 | 20.044 | 20.3036
|  | 2014 | 56.0291 | 44.7961 | 30.6135 | 25.916 | 31.0982 | 24.2156 | 28.3969 | 27.2836 | 34.5202 | 31.8054 | 2014 | 12.8178 | 11.1387 | 8.7713 | 8.9361 | 12.4043 | 10.6919 | 9.6148 | 9.1319 | 9.7718 | 10.0096 | 2014 | 32.9958 | 33.4697 | 27.2319 | 24.4465 | 32.679 | 30.8954 | 29.5286 | 29.0256 | 30.9816 | 29.422 | 2014 | 20.6901 | 21.2214 | 19.0778 | 18.6172 | 19.7322 | 18.7932 | 19.8981 | 19.149 | 20.4357 | 20.7214
|  | 2015 | 55.6061 | 44.6702 | 30.6626 | 25.8901 | 31.1525 | 24.0561 | 28.599 | 27.5656 | 34.3556 | 31.8044 | 2015 | 12.9069 | 11.1747 | 8.892 | 9.0446 | 12.5638 | 10.8863 | 9.7539 | 9.2745 | 9.8453 | 10.119 | 2015 | 33.3563 | 33.8303 | 27.5925 | 24.8071 | 33.0395 | 31.2559 | 29.8891 | 29.3861 | 31.3421 | 29.7856 | 2015 | 21.1071 | 21.6436 | 19.4674 | 19.0058 | 20.1027 | 19.1864 | 20.2678 | 19.5151 | 20.8194 | 21.1353
|  | 2016 | 54.5135 | 44.1231 | 30.5832 | 25.6382 | 31.0654 | 24.0352 | 28.7 | 27.4402 | 33.5584 | 31.5809 | 2016 | 13.0328 | 11.2467 | 9.0101 | 9.1563 | 12.6468 | 10.9755 | 9.81 | 9.3975 | 9.9479 | 10.2217 | 2016 | 33.7888 | 34.2627 | 28.0249 | 25.2395 | 33.4719 | 31.6884 | 30.3216 | 29.8185 | 31.7746 | 30.2216 | 2016 | 21.9427 | 22.5222 | 20.2787 | 19.8154 | 20.9168 | 20.0045 | 21.0816 | 20.3223 | 21.3645 | 21.9813
|  | 2017 | 53.7506 | 43.7541 | 30.3635 | 25.5251 | 31.2756 | 24.4428 | 28.8004 | 27.5717 | 33.1676 | 31.561 | 2017 | 13.2062 | 11.3425 | 9.0989 | 9.2781 | 12.7285 | 11.0393 | 9.8337 | 9.4975 | 10.1073 | 10.3263 | 2017 | 34.3318 | 34.8057 | 28.568 | 25.7826 | 34.015 | 32.2314 | 30.8646 | 30.3616 | 32.3176 | 30.7686 | 2017 | 22.6616 | 23.2486 | 20.966 | 20.5011 | 21.6071 | 20.6961 | 21.7715 | 21.006 | 21.8441 | 22.6952
|  | 2018 | 52.7878 | 43.4224 | 30.056 | 25.3598 | 31.4722 | 24.4511 | 28.7977 | 27.6736 | 32.79 | 31.4678 | 2018 | 13.4044 | 11.4663 | 9.2076 | 9.4275 | 12.8121 | 11.0991 | 9.8529 | 9.6305 | 10.3089 | 10.4533 | 2018 | 34.8452 | 35.3191 | 29.0813 | 26.2959 | 34.5283 | 32.7448 | 31.378 | 30.8749 | 32.8309 | 31.2862 | 2018 | 23.3251 | 23.8907 | 21.5715 | 21.1052 | 22.245 | 21.3061 | 22.4093 | 21.6366 | 22.3264 | 23.3408
|  | 2019 | 52.3305 | 43.1774 | 29.7455 | 25.2114 | 31.5596 | 24.4477 | 28.5742 | 27.8139 | 32.4861 | 31.347 | 2019 | 13.6454 | 11.6262 | 9.3548 | 9.6193 | 12.9093 | 11.1831 | 9.8931 | 9.7615 | 10.5356 | 10.6099 | 2019 | 35.3328 | 35.8067 | 29.5689 | 26.7835 | 35.0159 | 33.2324 | 31.8656 | 31.3625 | 33.3186 | 31.7784 | 2019 | 23.9131 | 24.4819 | 22.1424 | 21.6749 | 22.8146 | 21.8814 | 22.9786 | 22.1999 | 22.8816 | 23.9291
|  | 2020 | 51.7477 | 43.2855 | 29.5537 | 25.0898 | 31.79 | 24.4513 | 28.7438 | 27.8798 | 32.2069 | 31.3628 | 2020 | 13.9147 | 11.7999 | 9.6235 | 9.9254 | 13.1346 | 11.4485 | 10.1159 | 10.0006 | 10.8403 | 10.8641 | 2020 | 35.7643 | 36.2382 | 30.0004 | 27.215 | 35.4475 | 33.6639 | 32.2971 | 31.7941 | 33.7501 | 32.2144 | 2020 | 24.2516 | 24.8231 | 22.4658 | 21.9976 | 23.1411 | 22.195 | 23.3048 | 22.5266 | 23.3795 | 24.2728
|  | 2021 | 51.4638 | 42.8967 | 29.3274 | 24.9787 | 31.7836 | 24.2533 | 28.8996 | 28.068 | 31.9724 | 31.2848 | 2021 | 14.1498 | 11.978 | 9.8307 | 10.1327 | 13.3544 | 11.6912 | 10.311 | 10.2402 | 11.0937 | 11.0819 | 2021 | 36.1688 | 36.6428 | 30.405 | 27.6196 | 35.852 | 34.0685 | 32.7016 | 32.1986 | 34.1546 | 32.6234 | 2021 | 24.536 | 25.1132 | 22.6653 | 22.1965 | 23.3858 | 22.4082 | 23.5493 | 22.7693 | 23.9508 | 24.5597
|  | 2022 | 51.0117 | 42.5028 | 29.1235 | 24.911 | 31.6425 | 24.0792 | 29.2437 | 28.3225 | 31.9705 | 31.2241 | 2022 | 14.3439 | 12.1378 | 9.9845 | 10.2706 | 13.5627 | 11.8854 | 10.4547 | 10.4232 | 11.2434 | 11.2488 | 2022 | 36.5085 | 36.9825 | 30.7447 | 27.9593 | 36.1917 | 34.4081 | 33.0413 | 32.5383 | 34.4943 | 32.9678 | 2022 | 24.9449 | 25.6009 | 22.9219 | 22.4518 | 23.641 | 22.6712 | 23.8045 | 23.0204 | 24.3467 | 24.9838
|  | 2023 | 50.4189 | 42.1747 | 28.9701 | 24.9649 | 31.616 | 23.7639 | 29.5465 | 28.6832 | 31.8221 | 31.1831 | 2023 | 14.539 | 12.3034 | 10.1723 | 10.4373 | 13.8056 | 12.1384 | 10.6576 | 10.6191 | 11.3955 | 11.4389 | 2023 | 36.8481 | 37.322 | 31.0842 | 28.2988 | 36.5312 | 34.7477 | 33.3809 | 32.8778 | 34.8339 | 33.312 | 2023 | 25.1623 | 25.7817 | 23.1941 | 22.7237 | 23.9276 | 22.944 | 24.0804 | 23.3035 | 24.6363 | 25.1978
|  | 2024 | 49.9381 | 41.9163 | 28.8338 | 24.8613 | 31.5785 | 23.5362 | 29.8351 | 29.0666 | 31.6964 | 31.1497 | 2024 | 14.7223 | 12.4564 | 10.3938 | 10.6356 | 14.0645 | 12.4233 | 10.8923 | 10.8404 | 11.5601 | 11.6465 | 2024 | 37.1462 | 37.6202 | 31.3824 | 28.597 | 36.8294 | 35.0458 | 33.679 | 33.176 | 35.132 | 33.6148 | 2024 | 25.6635 | 26.3194 | 23.6062 | 23.1345 | 24.3521 | 23.3611 | 24.5007 | 23.7404 | 25.0084 | 25.7037
|  | 2025 | 49.3662 | 41.8104 | 28.8321 | 24.8114 | 31.6751 | 23.5227 | 30.0908 | 29.3436 | 31.7322 | 31.2043 | 2025 | 14.9398 | 12.6263 | 10.5805 | 10.7966 | 14.3105 | 12.6742 | 11.0911 | 11.0031 | 11.712 | 11.8345 | 2025 | 37.4291 | 37.9031 | 31.6653 | 28.8799 | 37.1123 | 35.3287 | 33.9619 | 33.4589 | 35.4149 | 33.9021 | 2025 | 25.8797 | 26.5054 | 23.8706 | 23.3986 | 24.6196 | 23.6251 | 24.7682 | 24.0067 | 25.2896 | 25.9178
|  | 2026 | 48.4295 | 41.6046 | 28.8368 | 24.7909 | 31.8023 | 23.5166 | 30.3556 | 29.7149 | 31.7356 | 31.2544 | 2026 | 15.1168 | 12.752 | 10.7322 | 10.9405 | 14.4963 | 12.8602 | 11.2271 | 11.1714 | 11.8711 | 11.991 | 2026 | 37.6937 | 38.1676 | 31.9298 | 29.1444 | 37.3768 | 35.5933 | 34.2265 | 33.7234 | 35.6795 | 34.171 | 2026 | 26.1187 | 26.7289 | 24.131 | 23.6587 | 24.8806 | 23.8879 | 25.0269 | 24.2516 | 25.5817 | 26.1569
|  | 2027 | 47.8868 | 41.3657 | 28.811 | 24.6737 | 31.8914 | 23.5399 | 30.6584 | 30.0593 | 31.3269 | 31.2577 | 2027 | 15.3182 | 12.9058 | 10.9033 | 11.1289 | 14.7025 | 13.0348 | 11.3485 | 11.4205 | 12.0765 | 12.1767 | 2027 | 37.9083 | 38.3823 | 32.1445 | 29.3591 | 37.5915 | 35.8079 | 34.4411 | 33.9381 | 35.8941 | 34.3901 | 2027 | 26.4112 | 27.0643 | 24.3452 | 23.8721 | 25.0958 | 24.1045 | 25.2401 | 24.4739 | 25.8782 | 26.4613
|  | 2028 | 47.179 | 41.2364 | 28.9081 | 24.63 | 31.9082 | 23.516 | 30.9639 | 30.3466 | 30.9606 | 31.2637 | 2028 | 15.4979 | 13.0363 | 11.0024 | 11.2368 | 14.8385 | 13.1308 | 11.3911 | 11.5618 | 12.2045 | 12.2964 | 2028 | 38.0941 | 38.568 | 32.3302 | 29.5448 | 37.7772 | 35.9937 | 34.6269 | 34.1238 | 36.0799 | 34.5802 | 2028 | 26.6275 | 27.2571 | 24.5968 | 24.1235 | 25.3476 | 24.3587 | 25.4897 | 24.6955 | 26.0636 | 26.6742
|  | 2029 | 46.4476 | 41.1848 | 29.0904 | 24.7271 | 31.9352 | 23.5496 | 31.1294 | 30.6806 | 30.7596 | 31.3041 | 2029 | 15.6985 | 13.1791 | 11.0723 | 11.322 | 14.9431 | 13.1837 | 11.3884 | 11.696 | 12.3369 | 12.402 | 2029 | 38.2555 | 38.7294 | 32.4916 | 29.7062 | 37.9386 | 36.1551 | 34.7883 | 34.2852 | 36.2413 | 34.7457 | 2029 | 26.9115 | 27.5834 | 24.8032 | 24.329 | 25.5554 | 24.5677 | 25.6953 | 24.9022 | 26.3077 | 26.9697
|  | 2030 | 46.0759 | 41.1087 | 29.1378 | 24.6895 | 31.8513 | 23.4025 | 31.1323 | 30.7452 | 30.2995 | 31.2105 | 2030 | 15.8914 | 13.3248 | 11.1447 | 11.4065 | 15.043 | 13.2759 | 11.4286 | 11.8264 | 12.4664 | 12.5114 | 2030 | 38.3794 | 38.8534 | 32.6156 | 29.8302 | 38.0626 | 36.279 | 34.9122 | 34.4092 | 36.3652 | 34.8736 | 2030 | 26.8905 | 27.4562 | 24.9698 | 24.4963 | 25.7213 | 24.7312 | 25.8634 | 25.1583 | 26.6143 | 26.9348
|  | 2031 | 46.0457 | 41.0247 | 29.2249 | 24.6729 | 31.9051 | 23.399 | 31.3871 | 30.9196 | 30.053 | 31.2514 | 2031 | 16.0783 | 13.4654 | 11.2579 | 11.5186 | 15.2154 | 13.4557 | 11.5545 | 11.9582 | 12.581 | 12.6463 | 2031 | 38.4513 | 38.9252 | 32.6874 | 29.902 | 38.1345 | 36.3509 | 34.9841 | 34.4811 | 36.4371 | 34.9493 | 2031 | 26.967 | 27.5763 | 25.0622 | 24.5886 | 25.8141 | 24.8234 | 25.9562 | 25.241 | 26.6449 | 27.0361
|  | 2032 | 45.9366 | 41.2374 | 29.3049 | 24.6907 | 31.9686 | 23.4117 | 31.5479 | 31.142 | 29.7835 | 31.308 | 2032 | 16.2367 | 13.5745 | 11.3996 | 11.6554 | 15.3869 | 13.6629 | 11.7057 | 12.1066 | 12.7273 | 12.7922 | 2032 | 38.471 | 38.9449 | 32.7071 | 29.9217 | 38.1541 | 36.3706 | 35.0038 | 34.5007 | 36.4568 | 34.9728 | 2032 | 27.0631 | 27.6734 | 25.158 | 24.6842 | 25.9161 | 24.9191 | 26.0583 | 25.3294 | 26.5442 | 27.1328
|  | 2033 | 45.8596 | 41.4223 | 29.4173 | 24.702 | 32.0635 | 23.406 | 31.7676 | 31.3674 | 29.5833 | 31.3887 | 2033 | 16.4378 | 13.7168 | 11.5817 | 11.857 | 15.5763 | 13.8597 | 11.8372 | 12.3346 | 12.9477 | 12.9799 | 2033 | 38.4866 | 38.9605 | 32.7227 | 29.9373 | 38.1698 | 36.3862 | 35.0194 | 34.5164 | 36.4724 | 34.9922 | 2033 | 27.1083 | 27.7351 | 25.2044 | 24.7307 | 25.9613 | 24.9655 | 26.1035 | 25.3707 | 26.5301 | 27.188
|  | 2034 | 46.0239 | 41.6339 | 29.5202 | 24.6846 | 32.1709 | 23.4183 | 31.9131 | 31.5746 | 29.5846 | 31.4904 | 2034 | 16.6035 | 13.8229 | 11.7809 | 12.0539 | 15.7847 | 14.0943 | 12.0074 | 12.5296 | 13.1493 | 13.1634 | 2034 | 38.4892 | 38.9632 | 32.7254 | 29.94 | 38.1724 | 36.3888 | 35.022 | 34.519 | 36.475 | 34.9985 | 2034 | 27.3117 | 27.9391 | 25.3995 | 24.9255 | 26.1592 | 25.1629 | 26.2994 | 25.5616 | 26.6041 | 27.3922
|  | 2035 | 45.91 | 41.9276 | 29.6794 | 24.7194 | 32.3275 | 23.3272 | 32.316 | 31.8392 | 29.8215 | 31.6715 | 2035 | 16.7807 | 13.9495 | 12.034 | 12.3204 | 16.0511 | 14.3889 | 12.2338 | 12.7639 | 13.409 | 13.394 | 2035 | 38.4932 | 38.9671 | 32.7293 | 29.9439 | 38.1764 | 36.3928 | 35.026 | 34.523 | 36.479 | 35.0062 | 2035 | 27.4405 | 28.0743 | 25.5334 | 25.059 | 26.283 | 25.2973 | 26.423 | 25.7178 | 26.7469 | 27.5279
|  | Electricity Regional Price Forecasts - High Shale EUR Scenario (AEO 2011) | [10 empty] | Natural Gas Regional Price Forecasts - High Shale EUR Scenario (AEO 2011) | [10 empty] | LPG Regional Price Forecasts - High Shale EUR Scenario (AEO 2011) | [10 empty] | Fuel Oil Regional Price Forecasts - High Shale EUR Scenario (AEO 2011)
|  | (in 2009$ / MMBtu) | [10 empty] | (in 2009$ / MMBtu) | [10 empty] | (in 2009$ / MMBtu) | [10 empty] | (in 2009$ / MMBtu)
|  | Year | Div 1 | Div 2 | Div 3 | Div 4 | Div 5 | Div 6 | Div 7 | Div 8 | Div 9 | Nat. | Year | Div 1 | Div 2 | Div 3 | Div 4 | Div 5 | Div 6 | Div 7 | Div 8 | Div 9 | Nat. | Year | Div 1 | Div 2 | Div 3 | Div 4 | Div 5 | Div 6 | Div 7 | Div 8 | Div 9 | Nat. | Year | Div 1 | Div 2 | Div 3 | Div 4 | Div 5 | Div 6 | Div 7 | Div 8 | Div 9 | Nat.
|  | 2008 | 52.37 | 44.01 | 30.73 | 25.65 | 31.55 | 27.56 | 35.08 | 29.1 | 34.15 | 33.16 | 2008 | 16.99 | 15.93 | 12.49 | 11.91 | 16.62 | 14.64 | 13.46 | 11.05 | 12.54 | 13.62 | 2008 | 34.44 | 34.07 | 26.68 | 23.34 | 33.19 | 31.23 | 30.79 | 28.55 | 34.73 | 29.46 | 2008 | 24.68 | 25.03 | 24.41 | 24.76 | 23.83 | 24.68 | 24.37 | 24.76 | 24.78 | 24.75
|  | 2009 | 51.27 | 43.5 | 32.02 | 26.8 | 33.18 | 28.16 | 32.35 | 29.84 | 35.6 | 33.62 | 2009 | 16.39 | 14.53 | 10.61 | 10.06 | 14.69 | 12.9 | 11.39 | 10.08 | 10.1 | 11.88 | 2009 | 28.57 | 28.37 | 22.19 | 19.4 | 27.3 | 25.93 | 25.49 | 23.66 | 28.66 | 24.63 | 2009 | 18.08 | 18.33 | 17.87 | 18.14 | 17.45 | 18.04 | 17.43 | 18.13 | 18.16 | 18.12
|  | 2010 | 52.39 | 44.25 | 33.53 | 28.23 | 33.21 | 26.45 | 30.63 | 27.28 | 34.64 | 33.33 | 2010 | 14.1 | 12.15 | 9.43 | 9.43 | 12.67 | 10.75 | 9.52 | 9.4 | 10.35 | 10.57 | 2010 | 30.69 | 30.48 | 23.83 | 20.84 | 29.33 | 27.86 | 27.39 | 25.42 | 30.79 | 26.49 | 2010 | 20.63 | 20.92 | 20.4 | 20.7 | 19.92 | 20.58 | 19.89 | 20.68 | 20.72 | 20.68
|  | 2011 | 54.7 | 42.21 | 30.19 | 25.38 | 30.35 | 24.34 | 27.01 | 25.58 | 34.49 | 30.99 | 2011 | 12.61 | 10.94 | 8.5 | 8.53 | 11.82 | 9.9 | 9.02 | 8.66 | 9.46 | 9.66 | 2011 | 30.97 | 30.75 | 24.05 | 21.04 | 29.6 | 28.11 | 27.64 | 25.66 | 31.08 | 26.72 | 2011 | 21.61 | 21.9 | 21.36 | 21.68 | 20.85 | 21.55 | 20.82 | 21.67 | 21.7 | 21.67
|  | 2012 | 55.32 | 43.02 | 29.64 | 25.12 | 30.32 | 24.14 | 26.72 | 25.98 | 34.35 | 30.91 | 2012 | 12.36 | 10.74 | 8.12 | 8.36 | 11.61 | 9.78 | 8.82 | 8.56 | 9.31 | 9.41 | 2012 | 32.18 | 32.65 | 26.42 | 23.63 | 31.86 | 30.08 | 28.71 | 28.21 | 30.16 | 28.6 | 2012 | 19.85 | 20.42 | 18.29 | 17.83 | 18.93 | 17.98 | 19.1 | 18.41 | 19.64 | 19.9
|  | 2013 | 55.78 | 43.69 | 29.84 | 25.2 | 30.37 | 23.94 | 26.71 | 26.11 | 34.1 | 30.96 | 2013 | 12.14 | 10.49 | 7.95 | 8.2 | 11.5 | 9.72 | 8.72 | 8.45 | 9.17 | 9.25 | 2013 | 32.63 | 33.11 | 26.87 | 24.08 | 32.32 | 30.53 | 29.17 | 28.66 | 30.62 | 29.06 | 2013 | 20.33 | 20.86 | 18.72 | 18.26 | 19.41 | 18.43 | 19.57 | 18.83 | 20.05 | 20.36
|  | 2014 | 55.23 | 43.76 | 29.85 | 25.05 | 30.21 | 23.68 | 26.73 | 26.22 | 34.13 | 30.86 | 2014 | 11.89 | 10.18 | 7.84 | 8.06 | 11.36 | 9.65 | 8.6 | 8.28 | 8.96 | 9.08 | 2014 | 33.06 | 33.53 | 27.3 | 24.51 | 32.74 | 30.96 | 29.59 | 29.09 | 31.04 | 29.49 | 2014 | 20.73 | 21.27 | 19.12 | 18.66 | 19.76 | 18.84 | 19.93 | 19.17 | 20.34 | 20.76
|  | 2015 | 54.81 | 43.67 | 29.84 | 25.02 | 30.25 | 23.48 | 27.29 | 26.53 | 33.95 | 30.9 | 2015 | 11.91 | 10.13 | 7.89 | 8.1 | 11.44 | 9.78 | 8.69 | 8.32 | 8.98 | 9.12 | 2015 | 33.46 | 33.93 | 27.69 | 24.91 | 33.14 | 31.36 | 29.99 | 29.49 | 31.44 | 29.89 | 2015 | 21.19 | 21.75 | 19.55 | 19.09 | 20.19 | 19.27 | 20.35 | 19.6 | 20.71 | 21.22
|  | 2016 | 53.47 | 43.19 | 29.6 | 24.73 | 30.17 | 23.37 | 27.42 | 26.47 | 33.34 | 30.68 | 2016 | 11.98 | 10.16 | 7.95 | 8.15 | 11.49 | 9.85 | 8.71 | 8.36 | 9.01 | 9.17 | 2016 | 33.9 | 34.37 | 28.14 | 25.35 | 33.58 | 31.8 | 30.43 | 29.93 | 31.89 | 30.33 | 2016 | 21.86 | 22.44 | 20.2 | 19.74 | 20.84 | 19.93 | 21 | 20.24 | 21.22 | 21.9
|  | 2017 | 52.87 | 42.89 | 29.29 | 24.57 | 30.39 | 23.74 | 27.41 | 26.57 | 32.94 | 30.64 | 2017 | 12.12 | 10.23 | 8.01 | 8.23 | 11.55 | 9.9 | 8.72 | 8.44 | 9.14 | 9.24 | 2017 | 34.51 | 34.98 | 28.75 | 25.96 | 34.19 | 32.41 | 31.04 | 30.54 | 32.5 | 30.95 | 2017 | 22.6 | 23.16 | 20.9 | 20.43 | 21.54 | 20.63 | 21.7 | 20.94 | 21.77 | 22.62
|  | 2018 | 52.07 | 42.68 | 28.97 | 24.42 | 30.62 | 23.78 | 27.14 | 26.72 | 32.49 | 30.52 | 2018 | 12.29 | 10.32 | 8.12 | 8.38 | 11.62 | 9.95 | 8.74 | 8.55 | 9.35 | 9.36 | 2018 | 35.08 | 35.55 | 29.31 | 26.53 | 34.76 | 32.98 | 31.61 | 31.11 | 33.06 | 31.52 | 2018 | 23.25 | 23.81 | 21.5 | 21.04 | 22.17 | 21.24 | 22.34 | 21.6 | 22.35 | 23.26
|  | 2019 | 51.58 | 42.54 | 28.73 | 24.28 | 30.73 | 23.78 | 26.88 | 26.74 | 31.94 | 30.39 | 2019 | 12.44 | 10.4 | 8.23 | 8.53 | 11.71 | 10.02 | 8.76 | 8.7 | 9.54 | 9.48 | 2019 | 35.57 | 36.05 | 29.81 | 27.03 | 35.26 | 33.47 | 32.11 | 31.6 | 33.56 | 32.02 | 2019 | 23.81 | 24.36 | 22 | 21.53 | 22.71 | 21.74 | 22.87 | 22.1 | 22.85 | 23.82
|  | 2020 | 51.68 | 43.16 | 28.78 | 24.25 | 31.01 | 23.75 | 27 | 27.21 | 31.99 | 30.57 | 2020 | 12.59 | 10.46 | 8.32 | 8.64 | 11.83 | 10.13 | 8.83 | 8.83 | 9.71 | 9.59 | 2020 | 35.99 | 36.46 | 30.23 | 27.44 | 35.67 | 33.89 | 32.52 | 32.02 | 33.98 | 32.44 | 2020 | 24.15 | 24.7 | 22.31 | 21.84 | 23.03 | 22.05 | 23.2 | 22.42 | 23.28 | 24.16
|  | 2021 | 51.65 | 43.18 | 28.87 | 24.28 | 31.08 | 23.79 | 27.29 | 27.47 | 31.83 | 30.67 | 2021 | 12.74 | 10.56 | 8.49 | 8.82 | 11.99 | 10.33 | 8.98 | 9.04 | 9.9 | 9.75 | 2021 | 36.38 | 36.85 | 30.61 | 27.83 | 36.06 | 34.28 | 32.91 | 32.41 | 34.36 | 32.83 | 2021 | 24.34 | 24.9 | 22.48 | 22.01 | 23.21 | 22.22 | 23.37 | 22.61 | 23.78 | 24.35
|  | 2022 | 50.58 | 42.58 | 28.71 | 24.27 | 30.98 | 23.69 | 27.68 | 27.71 | 31.61 | 30.58 | 2022 | 12.86 | 10.65 | 8.62 | 8.95 | 12.15 | 10.5 | 9.11 | 9.19 | 10.04 | 9.89 | 2022 | 36.74 | 37.21 | 30.97 | 28.19 | 36.42 | 34.64 | 33.27 | 32.77 | 34.72 | 33.2 | 2022 | 24.75 | 25.36 | 22.79 | 22.32 | 23.51 | 22.53 | 23.68 | 22.93 | 24.14 | 24.78
|  | 2023 | 49.34 | 41.75 | 28.3 | 24.15 | 30.87 | 23.45 | 27.89 | 27.97 | 31.21 | 30.36 | 2023 | 13.04 | 10.8 | 8.79 | 9.12 | 12.31 | 10.69 | 9.25 | 9.38 | 10.21 | 10.06 | 2023 | 37.09 | 37.56 | 31.32 | 28.54 | 36.77 | 34.99 | 33.62 | 33.12 | 35.07 | 33.55 | 2023 | 25.15 | 25.76 | 23.18 | 22.71 | 23.92 | 22.93 | 24.08 | 23.35 | 24.5 | 25.18
|  | 2024 | 48.22 | 41.1 | 28.11 | 23.98 | 30.78 | 23.39 | 28.21 | 28.15 | 30.97 | 30.25 | 2024 | 13.14 | 10.86 | 8.99 | 9.3 | 12.53 | 10.97 | 9.48 | 9.56 | 10.35 | 10.23 | 2024 | 37.4 | 37.87 | 31.63 | 28.85 | 37.08 | 35.3 | 33.93 | 33.43 | 35.38 | 33.87 | 2024 | 25.55 | 26.2 | 23.5 | 23.02 | 24.24 | 23.25 | 24.39 | 23.68 | 24.76 | 25.58
|  | 2025 | 47.89 | 41.03 | 28.13 | 23.9 | 30.84 | 23.38 | 28.61 | 28.47 | 30.94 | 30.33 | 2025 | 13.27 | 10.95 | 9.15 | 9.45 | 12.71 | 11.16 | 9.62 | 9.73 | 10.52 | 10.38 | 2025 | 37.66 | 38.14 | 31.9 | 29.11 | 37.34 | 35.56 | 34.19 | 33.69 | 35.65 | 34.14 | 2025 | 25.8 | 26.49 | 23.74 | 23.27 | 24.49 | 23.49 | 24.64 | 23.92 | 25.01 | 25.86
|  | 2026 | 46.75 | 40.4 | 27.95 | 23.84 | 30.78 | 23.27 | 28.89 | 28.82 | 30.81 | 30.24 | 2026 | 13.39 | 11.03 | 9.32 | 9.61 | 12.89 | 11.36 | 9.77 | 9.92 | 10.68 | 10.54 | 2026 | 37.98 | 38.45 | 32.21 | 29.43 | 37.66 | 35.88 | 34.51 | 34.01 | 35.96 | 34.46 | 2026 | 26.06 | 26.75 | 24.05 | 23.58 | 24.79 | 23.81 | 24.94 | 24.23 | 25.34 | 26.13
|  | 2027 | 45.73 | 39.89 | 27.75 | 23.71 | 30.68 | 23.13 | 28.94 | 29.07 | 30.57 | 30.09 | 2027 | 13.5 | 11.1 | 9.45 | 9.73 | 12.95 | 11.51 | 9.88 | 10.08 | 10.82 | 10.65 | 2027 | 38.2 | 38.68 | 32.44 | 29.65 | 37.88 | 36.1 | 34.73 | 34.23 | 36.19 | 34.68 | 2027 | 26.29 | 26.96 | 24.28 | 23.81 | 25.03 | 24.04 | 25.18 | 24.46 | 25.62 | 26.35
|  | 2028 | 44.78 | 39.61 | 27.68 | 23.66 | 30.59 | 23.03 | 29.01 | 29.4 | 30.43 | 30.01 | 2028 | 13.58 | 11.14 | 9.61 | 9.89 | 13.13 | 11.69 | 10.01 | 10.28 | 10.98 | 10.79 | 2028 | 38.28 | 38.75 | 32.51 | 29.73 | 37.96 | 36.18 | 34.81 | 34.31 | 36.26 | 34.77 | 2028 | 26.68 | 27.43 | 24.52 | 24.04 | 25.26 | 24.29 | 25.41 | 24.67 | 25.87 | 26.76
|  | 2029 | 44.22 | 39.47 | 27.72 | 23.67 | 30.6 | 22.9 | 29.17 | 29.59 | 30 | 29.97 | 2029 | 13.67 | 11.19 | 9.74 | 10.01 | 13.34 | 11.85 | 10.11 | 10.44 | 11.14 | 10.92 | 2029 | 38.44 | 38.92 | 32.68 | 29.89 | 38.13 | 36.34 | 34.98 | 34.47 | 36.43 | 34.93 | 2029 | 27.18 | 27.93 | 24.98 | 24.5 | 25.71 | 24.76 | 25.87 | 25.08 | 26.21 | 27.25
|  | 2030 | 43.82 | 39.26 | 27.76 | 23.59 | 30.56 | 22.76 | 29.18 | 29.66 | 29.58 | 29.88 | 2030 | 13.75 | 11.22 | 9.84 | 10.1 | 13.5 | 11.98 | 10.19 | 10.57 | 11.27 | 11.02 | 2030 | 38.69 | 39.17 | 32.93 | 30.14 | 38.38 | 36.59 | 35.23 | 34.72 | 36.68 | 35.19 | 2030 | 27.06 | 27.69 | 25.1 | 24.63 | 25.85 | 24.87 | 25.99 | 25.25 | 26.48 | 27.12
|  | 2031 | 43.63 | 39.35 | 27.87 | 23.54 | 30.61 | 22.78 | 29.18 | 29.93 | 29.44 | 29.91 | 2031 | 13.83 | 11.25 | 9.92 | 10.19 | 13.68 | 12.09 | 10.24 | 10.73 | 11.43 | 11.13 | 2031 | 38.77 | 39.24 | 33 | 30.22 | 38.45 | 36.67 | 35.3 | 34.8 | 36.75 | 35.27 | 2031 | 27.07 | 27.7 | 25.13 | 24.66 | 25.88 | 24.89 | 26.03 | 25.29 | 26.44 | 27.14
|  | 2032 | 43.44 | 39.5 | 27.88 | 23.54 | 30.57 | 22.7 | 29.13 | 30.17 | 29.24 | 29.89 | 2032 | 13.87 | 11.25 | 9.99 | 10.26 | 13.87 | 12.17 | 10.27 | 10.85 | 11.54 | 11.2 | 2032 | 38.82 | 39.29 | 33.05 | 30.27 | 38.5 | 36.72 | 35.35 | 34.85 | 36.8 | 35.32 | 2032 | 27.2 | 27.81 | 25.3 | 24.83 | 26.05 | 25.06 | 26.19 | 25.38 | 26.3 | 27.26
|  | 2033 | 43.12 | 39.33 | 27.88 | 23.53 | 30.5 | 22.67 | 29.2 | 30.43 | 29.07 | 29.85 | 2033 | 13.98 | 11.31 | 10.13 | 10.42 | 14.06 | 12.38 | 10.42 | 11.07 | 11.71 | 11.35 | 2033 | 38.81 | 39.28 | 33.05 | 30.26 | 38.49 | 36.71 | 35.34 | 34.84 | 36.8 | 35.32 | 2033 | 27.17 | 27.78 | 25.26 | 24.79 | 26.01 | 25.02 | 26.15 | 25.41 | 26.33 | 27.23
|  | 2034 | 43.16 | 39.42 | 27.9 | 23.52 | 30.56 | 22.67 | 29.39 | 30.59 | 29.07 | 29.92 | 2034 | 14.05 | 11.33 | 10.32 | 10.6 | 14.31 | 12.63 | 10.61 | 11.24 | 11.91 | 11.51 | 2034 | 38.83 | 39.3 | 33.07 | 30.28 | 38.51 | 36.73 | 35.36 | 34.86 | 36.82 | 35.34 | 2034 | 27.31 | 27.91 | 25.42 | 24.95 | 26.17 | 25.19 | 26.31 | 25.53 | 26.34 | 27.38
|  | 2035 | 43.29 | 39.73 | 28.03 | 23.6 | 30.69 | 22.54 | 29.69 | 30.79 | 29.22 | 30.07 | 2035 | 14.1 | 11.34 | 10.51 | 10.8 | 14.53 | 12.88 | 10.79 | 11.41 | 12.1 | 11.67 | 2035 | 38.82 | 39.29 | 33.05 | 30.27 | 38.5 | 36.72 | 35.35 | 34.85 | 36.8 | 35.33 | 2035 | 27.33 | 27.93 | 25.44 | 24.96 | 26.19 | 25.2 | 26.33 | 25.54 | 26.37 | 27.4

## NG Marginal Price Factors
Implementation of Natural Gas Marginal Price Factors
AGA Comment: DOE should use a marginal price analysis when evaluating the impact of natural gas prices on the life-cycle-cost savings associated with conservation standards.
Response: DOE derived natural gas marginal price factors based on RECS 2005 billing data.
Region |  | Winter Marginal Price Factors (October to March) | Summer Marginal Price Factors (April to September)
1 | New England | 0.92671 | 0.86026
2 | Middle Atlantic | 0.96232 | 0.83113
3 | East North Central | 0.91786 | 0.75681
4 | West North Central | 0.88815 | 0.70246
5 | South Altantic | 0.88548 | 0.77293
6 | East South Central | 0.94275 | 0.74274
7 | West South Central | 0.87569 | 0.84802
8 | Mountain | 0.87266 | 0.64763
9 | Pacific | 1.007 | 0.8511
10 | New York | 0.84569 | 0.78388
11 | California | 0.9775 | 0.87579
12 | Texas | 0.8475 | 0.54536
13 | Florida | 1.0047 | 0.92444

## 16y_lifetime(Fixed)
Fixed 16 year Lifetime
APGA Request: Fixed Furnace Lifetime of 16 years. This value is consistent with the lifetime for “Warm Air Gas Furnaces cited in DOE’s “Multi-Year Program Plan,” October 2010, page 33.
| Simulation Results NATIONAL - 10000 samples | [9 empty] | AEO 2010 - Reference Case | Simulation Results NATIONAL - Replacements | [9 empty] | AEO 2010 - Reference Case | Simulation Results NATIONAL - New Construction | [9 empty] | AEO 2010 - Reference Case
|  |  | Average LCC Results | [6 empty] | Payback Results |  |  |  | Average LCC Results | [6 empty] | Payback Results |  |  |  | Average LCC Results | [6 empty] | Payback Results
|  |  | Installed | Lifetime |  | LCC | Net | No | Net |  |  |  |  | Installed | Lifetime |  | LCC | Net | No | Net |  |  |  |  | Installed | Lifetime |  | LCC | Net | No | Net
| Level | Description | Price | Oper. Cost* | LCC | Savings | Cost | Impact | Benefit | Median | Average | Level | Description | Price | Oper. Cost* | LCC | Savings | Cost | Impact | Benefit | Median | Average | Level | Description | Price | Oper. Cost* | LCC | Savings | Cost | Impact | Benefit | Median | Average
| NWGF | [10 empty] | NWGF | [10 empty] | NWGF
| 0 | 80% AFUE - Increased HX Area | 1785.73 | 7113.3516 | 8899.0816 | [6 empty] | 0 | 80% AFUE - Increased HX Area | 1590.4526 | 7068.2028 | 8658.6554 | [6 empty] | 0 | 80% AFUE - Increased HX Area | 2374.3844 | 7249.4505 | 9623.8349
| 1 | 90% AFUE - Condensing Design | 2356.7381 | 6421.922 | 8778.66 | -3.825 | 28.04% | 52.39% | 19.57% | 15.763 | 33.6461 | 1 | 90% AFUE - Condensing Design | 2357.2594 | 6381.2764 | 8738.5358 | -98.6288 | 34.63% | 52.08% | 13.29% | 21.06 | 41.6191 | 1 | 90% AFUE - Condensing Design | 2355.1665 | 6544.4461 | 8899.6126 | 281.9568 | 8.189% | 53.31% | 38.5% | 0 | 8.999
| 2 | 92% AFUE - Increased HX Area | 2418.7733 | 6298.6149 | 8717.3883 | 23.735 | 28.99% | 41.81% | 29.2% | 11.8672 | 28.2045 | 2 | 92% AFUE - Increased HX Area | 2416.6624 | 6258.6425 | 8675.3049 | -69.5969 | 35.2% | 41.6% | 23.2% | 15.3285 | 34.3055 | 2 | 92% AFUE - Increased HX Area | 2425.1366 | 6419.11 | 8844.2465 | 305.0795 | 10.28% | 42.43% | 47.29% | 3.7164 | 9.5395
| 3 | 95% AFUE - Increased HX Area | 2564.2727 | 6123.4963 | 8687.769 | 43.8451 | 41.21% | 16.93% | 41.86% | 11.7401 | 24.2023 | 3 | 95% AFUE - Increased HX Area | 2556.0658 | 6084.4715 | 8640.5373 | -44.8933 | 46.34% | 16.77% | 36.89% | 12.993 | 27.4709 | 3 | 95% AFUE - Increased HX Area | 2589.0119 | 6241.1349 | 8830.1468 | 311.3427 | 25.73% | 17.42% | 56.84% | 8.377 | 14.2663
| 4 | 98% AFUE - Max Tech | 2829.8442 | 6048.8333 | 8878.6775 | -146.3647 | 73.15% | 0.46% | 26.39% | 20.1272 | 44.1862 | 4 | 98% AFUE - Max Tech | 2802.3892 | 6008.1899 | 8810.5792 | -214.3185 | 76.16% | 0.3862% | 23.45% | 20.701 | 45.4386 | 4 | 98% AFUE - Max Tech | 2912.606 | 6171.3507 | 9083.9567 | 58.4784 | 64.07% | 0.6825% | 35.25% | 18.2436 | 40.3654
| MHGF | [10 empty] | MHGF | [10 empty] | MHGF
| 0 | 80% AFUE - Increased HX Area | 1431.9065 | 11635.966 | 13067.8724 | [6 empty] | 0 | 80% AFUE - Increased HX Area | 1215.8435 | 11352.2292 | 12568.0726 | [6 empty] | 0 | 80% AFUE - Increased HX Area | 2727.0096 | 20595.3829 | 23322.3924
| 1 | 90% AFUE - Condensing Design | 2040.3434 | 10611.0309 | 12651.3743 | 374.8909 | 43.38% | 9.66% | 46.96% | 10.5473 | 17.8595 | 1 | 90% AFUE - Condensing Design | 1870.2789 | 10337.4146 | 12207.6935 | 237.2263 | 46.03% | 8.547% | 37.11% | 11.7551 | 19.8111 | 1 | 90% AFUE - Condensing Design | 3621.3764 | 18744.0253 | 22365.4016 | 854.185 | 36.69% | 9.956% | 53.36% | 9.3303 | 15.8925
| 2 | 92% AFUE - Increased HX Area | 2247.8911 | 10403.8965 | 12651.7876 | 373.1777 | 46.43% | 7.68% | 45.89% | 11.6202 | 19.2294 | 2 | 92% AFUE - Increased HX Area | 2097.287 | 10133.9828 | 12231.2698 | 199.0783 | 49% | 6.515% | 36.17% | 13.0032 | 21.707 | 2 | 92% AFUE - Increased HX Area | 3927.7188 | 18379.4702 | 22307.189 | 905.2227 | 39.48% | 8.237% | 52.28% | 10.1469 | 16.718
| 3 | 96% AFUE - Max Tech | 2540.1415 | 10014.8609 | 12555.0024 | 465.5646 | 49.95% | 3.63% | 46.42% | 11.8874 | 19.224 | 3 | 96% AFUE - Max Tech | 2385.0908 | 9751.8887 | 12136.9795 | 261.2048 | 52.01% | 3.094% | 36.57% | 12.9819 | 21.2074 | 3 | 96% AFUE - Max Tech | 4424.3277 | 17694.7922 | 22119.1199 | 1084.0264 | 43.16% | 3.858% | 52.98% | 10.915 | 17.228
| OF | [10 empty] | OF | [10 empty] | OF
| 0 | 82% AFUE - Increased HX Area | 3008.3814 | 30057.7318 | 33066.1132 | [6 empty] | 0 | 82% AFUE - Increased HX Area | 2845.9174 | 30038.6915 | 32884.6088 | [6 empty] | 0 | 82% AFUE - Increased HX Area | 4470.5579 | 30229.0948 | 34699.6527
| 1 | 83% AFUE - Increased HX Area | 3156.7436 | 29719.3365 | 32876.0801 | 13.5512 | 10.02% | 58.28% | 31.7% | 1.0067 | 23.8689 | 1 | 83% AFUE - Increased HX Area | 2986.3676 | 29700.3312 | 32686.6988 | 8.1239 | 9.678% | 58.43% | 31.89% | 0.89961 | 24.6126 | 1 | 83% AFUE - Increased HX Area | 4690.1283 | 29890.3844 | 34580.5126 | 62.3966 | 13.1% | 56.9% | 30% | 12.5803 | 17.4194
| 2 | 84% AFUE - Increased HX Area | 3393.8396 | 29388.7816 | 32782.6212 | -15.4631 | 24.61% | 38.61% | 36.78% | 1.8802 | 33.8395 | 2 | 84% AFUE - Increased HX Area | 3253.2466 | 29369.8104 | 32623.0569 | -50.8013 | 27% | 38.58% | 34.42% | 2.0248 | 37.0262 | 2 | 84% AFUE - Increased HX Area | 4659.1773 | 29559.5227 | 34218.6999 | 302.5811 | 3.1% | 38.9% | 58% | 1.4226 | 5.0076
| 3 | 85% AFUE - Increased HX Area | 3621.7745 | 29065.7985 | 32687.573 | -21.5618 | 34.6% | 33.04% | 32.36% | 19.7944 | 33.5156 | 3 | 85% AFUE - Increased HX Area | 3509.0218 | 29046.8605 | 32555.8823 | -84.8836 | 38.36% | 33.01% | 28.63% | 22.5139 | 36.9622 | 3 | 85% AFUE - Increased HX Area | 4636.5485 | 29236.2408 | 33872.7892 | 548.3338 | 0.8% | 33.3% | 65.9% | 0.94172 | 2.3618
| 4 | 97% AFUE - Max Tech | 4810.1021 | 27596.1247 | 32406.2268 | 260.7199 | 51.34% | 0.93% | 47.73% | 18.1929 | 48.2224 | 4 | 97% AFUE - Max Tech | 4828.321 | 27584.6596 | 32412.9805 | 61.0588 | 55.69% | 0.9% | 43.41% | 20.0366 | 52.6898 | 4 | 97% AFUE - Max Tech | 4646.1321 | 27699.3109 | 32345.4429 | 2057.6699 | 12.2% | 1.2% | 86.6% | 0 | 7.0861
| All dollar values are in 2009 $ |  |  | * discounted and summed over lifetime of equipment | [7 empty] | All dollar values are in 2009 $ |  |  | * discounted and summed over lifetime of equipment | [7 empty] | All dollar values are in 2009 $ |  |  | * discounted and summed over lifetime of equipment
| Simulation Results NORTH | [9 empty] | AEO 2010 - Reference Case | Simulation Results NORTH - Replacements | [9 empty] | AEO 2010 - Reference Case | Simulation Results NORTH - New Construction | [9 empty] | AEO 2010 - Reference Case
|  |  | Average LCC Results | [6 empty] | Payback Results |  |  |  | Average LCC Results | [6 empty] | Payback Results |  |  |  | Average LCC Results | [6 empty] | Payback Results
|  |  | Installed | Lifetime |  | LCC | Net | No | Net |  |  |  |  | Installed | Lifetime |  | LCC | Net | No | Net |  |  |  |  | Installed | Lifetime |  | LCC | Net | No | Net
| Level | Description | Price | Oper. Cost* | LCC | Savings | Cost | Impact | Benefit | Median | Average | Level | Description | Price | Oper. Cost* | LCC | Savings | Cost | Impact | Benefit | Median | Average | Level | Description | Price | Oper. Cost* | LCC | Savings | Cost | Impact | Benefit | Median | Average
| NWGF | 5986 | [9 empty] | NWGF | 4465 | [9 empty] | NWGF | 1521
| 0 | 80% AFUE - Increased HX Area | 1900.8332 | 8556.7905 | 10457.6236 | [6 empty] | 0 | 80% AFUE - Increased HX Area | 1712.9291 | 8519.2579 | 10232.1869 | [6 empty] | 0 | 80% AFUE - Increased HX Area | 2452.4385 | 8666.9699 | 11119.4084
| 1 | 90% AFUE - Condensing Design | 2473.8886 | 7711.5128 | 10185.4014 | 72.1008 | 11.94% | 71.37% | 16.69% | 10.1442 | 12.815 | 1 | 90% AFUE - Condensing Design | 2483.0638 | 7677.2829 | 10160.3467 | 11.5061 | 15.3% | 71.78% | 12.92% | 12.9386 | 15.8888 | 1 | 90% AFUE - Condensing Design | 2446.9543 | 7811.997 | 10258.9513 | 249.9806 | 2.104% | 70.15% | 27.74% | 2.5091 | 4.284
| 2 | 92% AFUE - Increased HX Area | 2536.1695 | 7560.7021 | 10096.8716 | 109.7514 | 12.68% | 56.5% | 30.82% | 7.6761 | 10.0743 | 2 | 92% AFUE - Increased HX Area | 2543.1161 | 7526.9086 | 10070.0247 | 49.5693 | 15.79% | 57.02% | 27.19% | 8.9538 | 11.7131 | 2 | 92% AFUE - Increased HX Area | 2515.7771 | 7659.9054 | 10175.6824 | 286.4199 | 3.55% | 54.96% | 41.49% | 5.0915 | 5.4833
| 3 | 95% AFUE - Increased HX Area | 2684.8341 | 7346.4761 | 10031.3101 | 159.9404 | 27.08% | 22.92% | 50% | 9.428 | 11.3416 | 3 | 95% AFUE - Increased HX Area | 2686.5803 | 7313.2963 | 9999.8766 | 103.5566 | 29.45% | 22.82% | 47.73% | 9.7208 | 11.8745 | 3 | 95% AFUE - Increased HX Area | 2679.7079 | 7443.8775 | 10123.5854 | 325.459 | 20.12% | 23.21% | 56.67% | 8.8265 | 9.7694
| 4 | 98% AFUE - Max Tech | 2942.8346 | 7254.5829 | 10197.4174 | -5.1556 | 69.63% | 0.6181% | 29.75% | 17.1237 | 28.192 | 4 | 98% AFUE - Max Tech | 2924.7882 | 7220.4176 | 10145.2058 | -40.8939 | 71.24% | 0.5375% | 28.22% | 16.8998 | 26.4562 | 4 | 98% AFUE - Max Tech | 2995.811 | 7354.8773 | 10350.6883 | 99.7565 | 64.89% | 0.8547% | 34.25% | 17.8846 | 33.3248
| MHGF | 4892 | [9 empty] | MHGF | 2451 | [9 empty] | MHGF | 2441
| 0 | 80% AFUE - Increased HX Area | 1487.6211 | 13046.1846 | 14533.8057 | [6 empty] | 0 | 80% AFUE - Increased HX Area | 1413.3584 | 12663.4982 | 14076.8566 | [6 empty] | 0 | 80% AFUE - Increased HX Area | 1562.1881 | 13430.4387 | 14992.6267
| 1 | 90% AFUE - Condensing Design | 2111.7328 | 11962.398 | 14074.1309 | 420.5211 | 42.91% | 9.669% | 47.42% | 10.6886 | 17.1643 | 1 | 90% AFUE - Condensing Design | 2165.6657 | 11598.8791 | 13764.5449 | 282.0759 | 51.49% | 8.894% | 39.62% | 11.9188 | 18.6511 | 1 | 90% AFUE - Condensing Design | 2057.579 | 12327.4062 | 14384.9852 | 559.5335 | 34.29% | 10.45% | 55.26% | 9.1336 | 15.6385
| 2 | 92% AFUE - Increased HX Area | 2317.8504 | 11728.7489 | 14046.5993 | 444.7734 | 45.46% | 7.727% | 46.81% | 11.4088 | 17.4735 | 2 | 92% AFUE - Increased HX Area | 2410.4406 | 11371.6693 | 13782.1099 | 261.917 | 54.1% | 6.936% | 38.96% | 12.917 | 19.6041 | 2 | 92% AFUE - Increased HX Area | 2224.8809 | 12087.2914 | 14312.1723 | 628.379 | 36.79% | 8.521% | 54.69% | 9.8074 | 15.2863
| 3 | 96% AFUE - Max Tech | 2610.9557 | 11289.8992 | 13900.8549 | 584.5161 | 48.2% | 3.475% | 48.32% | 11.5187 | 16.6467 | 3 | 96% AFUE - Max Tech | 2727.416 | 10944.9134 | 13672.3294 | 367.2053 | 56.63% | 3.101% | 40.27% | 12.6223 | 18.4347 | 3 | 96% AFUE - Max Tech | 2494.0183 | 11636.2982 | 14130.3165 | 802.7171 | 39.74% | 3.851% | 56.41% | 10.3533 | 14.8284
| OF | 8939 | [9 empty] | OF | 8033 | [9 empty] | OF | 906
| 0 | 82% AFUE - Increased HX Area | 3062.9575 | 30585.6251 | 33648.5827 | [6 empty] | 0 | 82% AFUE - Increased HX Area | 2896.0383 | 30566.1094 | 33462.1477 | [6 empty] | 0 | 82% AFUE - Increased HX Area | 4542.9379 | 30758.6602 | 35301.5981
| 1 | 83% AFUE - Increased HX Area | 3216.142 | 30241.1508 | 33457.2928 | 11.8792 | 10.19% | 58.1% | 31.7% | 0.97151 | 24.3557 | 1 | 83% AFUE - Increased HX Area | 3041.1908 | 30221.6712 | 33262.862 | 6.0675 | 9.81% | 58.33% | 31.86% | 0.88091 | 25.1233 | 1 | 83% AFUE - Increased HX Area | 4767.3372 | 30413.8656 | 35181.2027 | 63.4088 | 13.58% | 56.07% | 30.35% | 12.8971 | 17.9064
| 2 | 84% AFUE - Increased HX Area | 3460.4941 | 29904.6574 | 33365.1515 | -20.6803 | 24.92% | 38.57% | 36.5% | 1.9827 | 34.9029 | 2 | 84% AFUE - Increased HX Area | 3316.7407 | 29885.213 | 33201.9537 | -57.944 | 27.37% | 38.57% | 34.06% | 2.2404 | 38.2457 | 2 | 84% AFUE - Increased HX Area | 4735.0754 | 30077.0605 | 34812.1359 | 309.7167 | 3.201% | 38.63% | 58.17% | 1.4078 | 5.2328
| 3 | 85% AFUE - Increased HX Area | 3692.3198 | 29575.8717 | 33268.1915 | -27.0105 | 34.86% | 33.08% | 32.06% | 20.0385 | 34.3882 | 3 | 85% AFUE - Increased HX Area | 3577.2582 | 29556.4615 | 33133.7197 | -93.2361 | 38.69% | 33.08% | 28.23% | 22.7299 | 37.986 | 3 | 85% AFUE - Increased HX Area | 4712.507 | 29747.9713 | 34460.4783 | 560.1756 | 0.883% | 33.11% | 66% | 0.96059 | 2.4709
| 4 | 97% AFUE - Max Tech | 4897.4179 | 28092.591 | 32990.0089 | 253.1302 | 51.36% | 0.9061% | 47.73% | 18.1922 | 48.7512 | 4 | 97% AFUE - Max Tech | 4918.2045 | 28079.3174 | 32997.5219 | 46.8777 | 55.71% | 0.8839% | 43.41% | 20.0644 | 53.2594 | 4 | 97% AFUE - Max Tech | 4713.1151 | 28210.2803 | 32923.3953 | 2081.8569 | 12.8% | 1.104% | 86.09% | 0 | 7.4716
| All dollar values are in 2009 $ |  |  | * discounted and summed over lifetime of equipment | [7 empty] | All dollar values are in 2009 $ |  |  | * discounted and summed over lifetime of equipment | [7 empty] | All dollar values are in 2009 $ |  |  | * discounted and summed over lifetime of equipment
| Simulation Results SOUTH | [9 empty] | AEO 2010 - Reference Case | Simulation Results SOUTH - Replacements | [9 empty] | AEO 2010 - Reference Case | Simulation Results SOUTH - New Construction | [9 empty] | AEO 2010 - Reference Case
|  |  | Average LCC Results | [6 empty] | Payback Results |  |  |  | Average LCC Results | [6 empty] | Payback Results |  |  |  | Average LCC Results | [6 empty] | Payback Results
|  |  | Installed | Lifetime |  | LCC | Net | No | Net |  |  |  |  | Installed | Lifetime |  | LCC | Net | No | Net |  |  |  |  | Installed | Lifetime |  | LCC | Net | No | Net
| Level | Description | Price | Oper. Cost* | LCC | Savings | Cost | Impact | Benefit | Median | Average | Level | Description | Price | Oper. Cost* | LCC | Savings | Cost | Impact | Benefit | Median | Average | Level | Description (EF value at 40 Gallon) | Price | Oper. Cost* | LCC | Savings | Cost | Impact | Benefit | Median | Average
| NWGF | 4014 | [9 empty] | NWGF | 3044 | [9 empty] | NWGF | 970
| 0 | 80% AFUE - Increased HX Area | 1614.0789 | 4960.7794 | 6574.8583 | [6 empty] | 0 | 80% AFUE - Increased HX Area | 1410.8017 | 4939.7662 | 6350.5679 | [6 empty] | 0 | 80% AFUE - Increased HX Area | 2251.9922 | 5026.7216 | 7278.7139
| 1 | 90% AFUE - Condensing Design | 2182.0337 | 4498.7803 | 6680.814 | -117.0515 | 52.04% | 24.09% | 23.87% | 24.0745 | 45.4064 | 1 | 90% AFUE - Condensing Design | 2172.727 | 4480.2681 | 6652.9951 | -260.1769 | 62.98% | 23.19% | 13.83% | 31.8415 | 55.5393 | 1 | 90% AFUE - Condensing Design | 2211.2395 | 4556.874 | 6768.1135 | 332.0967 | 17.73% | 26.91% | 55.36% | 0 | 12.0267
| 2 | 92% AFUE - Increased HX Area | 2243.7028 | 4416.4889 | 6660.1917 | -104.5396 | 53.31% | 19.91% | 26.78% | 21.324 | 42.9166 | 2 | 92% AFUE - Increased HX Area | 2231.1776 | 4398.3245 | 6629.502 | -244.3924 | 63.67% | 18.99% | 17.35% | 27.946 | 51.9151 | 2 | 92% AFUE - Increased HX Area | 2283.0086 | 4473.4916 | 6756.5002 | 334.3384 | 20.82% | 22.78% | 56.39% | 0.27962 | 13.2591
| 3 | 95% AFUE - Increased HX Area | 2384.4818 | 4299.6905 | 6684.1724 | -129.2857 | 62.28% | 7.997% | 29.72% | 20.514 | 40.2922 | 3 | 95% AFUE - Increased HX Area | 2364.6246 | 4282.0067 | 6646.6313 | -262.6426 | 71.12% | 7.884% | 20.99% | 25.4631 | 46.6587 | 3 | 95% AFUE - Increased HX Area | 2446.7967 | 4355.1849 | 6801.9817 | 289.2077 | 34.54% | 8.351% | 57.11% | 7.1368 | 20.1879
| 4 | 98% AFUE - Max Tech | 2661.3439 | 4250.7224 | 6912.0664 | -356.9472 | 78.4% | 0.2242% | 21.38% | 28.8684 | 67.5078 | 4 | 98% AFUE - Max Tech | 2622.852 | 4230.0701 | 6852.9222 | -468.7011 | 83.38% | 0.1643% | 16.46% | 32.172 | 72.5944 | 4 | 98% AFUE - Max Tech | 2782.1372 | 4315.5323 | 7097.6694 | -6.2474 | 62.78% | 0.4124% | 36.8% | 18.9242 | 51.2514
| MHGF | 5108 | [9 empty] | MHGF | 2547 | [9 empty] | MHGF | 2561
| 0 | 80% AFUE - Increased HX Area | 1339.974 | 11221.0242 | 12560.9982 | [6 empty] | 0 | 80% AFUE - Increased HX Area | 1025.7731 | 10090.3837 | 11116.1569 | [6 empty] | 0 | 80% AFUE - Increased HX Area | 3837.2513 | 27424.6015 | 31261.8529
| 1 | 90% AFUE - Condensing Design | 1915.8975 | 10157.8126 | 12073.71 | 331.1903 | 43.83% | 9.652% | 46.52% | 10.3229 | 18.509 | 1 | 90% AFUE - Condensing Design | 1586.0256 | 9123.4965 | 10709.522 | 194.0672 | 40.77% | 8.213% | 34.69% | 11.5978 | 20.9142 | 1 | 90% AFUE - Condensing Design | 5111.8994 | 24859.9828 | 29971.8821 | 1135.0301 | 38.97% | 9.488% | 51.54% | 9.5133 | 16.1257
| 2 | 92% AFUE - Increased HX Area | 2124.3295 | 9958.4657 | 12082.7952 | 304.6094 | 47.36% | 7.635% | 45.01% | 11.7764 | 20.8737 | 2 | 92% AFUE - Increased HX Area | 1795.9365 | 8942.9465 | 10738.883 | 138.6081 | 44.09% | 6.11% | 33.48% | 13.3691 | 23.7003 | 2 | 92% AFUE - Increased HX Area | 5550.7674 | 24376.8183 | 29927.5857 | 1169.0945 | 42.05% | 7.966% | 49.98% | 10.6203 | 18.0423
| 3 | 96% AFUE - Max Tech | 2414.5885 | 9584.0611 | 11998.6495 | 351.6432 | 51.62% | 3.778% | 44.6% | 12.4279 | 21.6533 | 3 | 96% AFUE - Max Tech | 2055.6683 | 8603.8308 | 10659.4991 | 159.1995 | 47.57% | 3.088% | 33.02% | 13.6506 | 23.8479 | 3 | 96% AFUE - Max Tech | 6264.1891 | 23469.4052 | 29733.5943 | 1352.1545 | 46.43% | 3.866% | 49.71% | 11.5738 | 19.4668
| OF | 1061 | [9 empty] | OF | 967 | [9 empty] | OF | 94
| 0 | 82% AFUE - Increased HX Area | 2548.5738 | 25610.1931 | 28158.7669 | [6 empty] | 0 | 82% AFUE - Increased HX Area | 2429.556 | 25657.3591 | 28086.9151 | [6 empty] | 0 | 82% AFUE - Increased HX Area | 3772.9381 | 25124.9852 | 28897.9233
| 1 | 83% AFUE - Increased HX Area | 2656.3084 | 25323.0145 | 27979.3229 | 27.6375 | 8.577% | 59.75% | 31.67% | 1.0848 | 19.6027 | 1 | 83% AFUE - Increased HX Area | 2530.9436 | 25369.4893 | 27900.4329 | 25.207 | 8.583% | 59.26% | 32.16% | 0.99441 | 20.2775 | 1 | 83% AFUE - Increased HX Area | 3945.9658 | 24844.9168 | 28790.8826 | 52.6407 | 8.511% | 64.89% | 26.6% | 8.2634 | 11.546
| 2 | 84% AFUE - Increased HX Area | 2832.2714 | 25042.4913 | 27874.7627 | 28.4923 | 21.96% | 38.93% | 39.11% | 1.467 | 24.8282 | 2 | 84% AFUE - Increased HX Area | 2725.7922 | 25088.291 | 27814.0832 | 8.5342 | 23.89% | 38.68% | 37.44% | 1.4452 | 26.8776 | 2 | 84% AFUE - Increased HX Area | 3927.6483 | 24571.339 | 28498.9872 | 233.8058 | 2.128% | 41.49% | 56.38% | 1.4974 | 2.7317
| 3 | 85% AFUE - Increased HX Area | 3027.4249 | 24768.3958 | 27795.8208 | 24.3432 | 32.42% | 32.7% | 34.87% | 17.2068 | 26.2048 | 3 | 85% AFUE - Increased HX Area | 2942.1724 | 24813.5358 | 27755.7083 | -15.498 | 35.57% | 32.47% | 31.95% | 20.0327 | 28.5333 | 3 | 85% AFUE - Increased HX Area | 3904.4376 | 24304.0295 | 28208.4671 | 434.1988 | 0% | 35.11% | 64.89% | 0.90846 | 1.278
| 4 | 97% AFUE - Max Tech | 4074.4597 | 23413.3613 | 27487.821 | 324.664 | 51.18% | 1.131% | 47.69% | 18.2429 | 43.7987 | 4 | 97% AFUE - Max Tech | 4081.6462 | 23475.4699 | 27557.1161 | 178.8634 | 55.53% | 1.034% | 43.43% | 19.7815 | 47.9486 | 4 | 97% AFUE - Max Tech | 4000.5304 | 22774.4353 | 26774.9657 | 1824.5487 | 6.383% | 2.128% | 91.49% | 0 | 3.7
| All dollar values are in 2009 $ |  |  | * discounted and summed over lifetime of equipment | [7 empty] | All dollar values are in 2009 $ |  |  | * discounted and summed over lifetime of equipment | [7 empty] | All dollar values are in 2009 $ |  |  | * discounted and summed over lifetime of equipment

## No Learning Curve
No Learning Curve
APGA Request: No “Learning Curve” Effects on Furnace Prices.
| Simulation Results NATIONAL - 10000 samples | [9 empty] | AEO 2010 - Reference Case | Simulation Results NATIONAL - Replacements | [9 empty] | AEO 2010 - Reference Case | Simulation Results NATIONAL - New Construction | [9 empty] | AEO 2010 - Reference Case
|  |  | Average LCC Results | [6 empty] | Payback Results |  |  |  | Average LCC Results | [6 empty] | Payback Results |  |  |  | Average LCC Results | [6 empty] | Payback Results
|  |  | Installed | Lifetime |  | LCC | Net | No | Net |  |  |  |  | Installed | Lifetime |  | LCC | Net | No | Net |  |  |  |  | Installed | Lifetime |  | LCC | Net | No | Net
| Level | Description | Price | Oper. Cost* | LCC | Savings | Cost | Impact | Benefit | Median | Average | Level | Description | Price | Oper. Cost* | LCC | Savings | Cost | Impact | Benefit | Median | Average | Level | Description | Price | Oper. Cost* | LCC | Savings | Cost | Impact | Benefit | Median | Average
| NWGF | [10 empty] | NWGF | [10 empty] | NWGF
| 0 | 80% AFUE - Increased HX Area | 1878.5072 | 9550.9395 | 11429.4467 | [6 empty] | 0 | 80% AFUE - Increased HX Area | 1677.8823 | 9440.4437 | 11118.3261 | [6 empty] | 0 | 80% AFUE - Increased HX Area | 2483.2814 | 9884.0236 | 12367.305
| 1 | 90% AFUE - Condensing Design | 2471.7259 | 8620.8021 | 11092.528 | 76.6379 | 25.71% | 52.39% | 21.9% | 16.332 | 34.6324 | 1 | 90% AFUE - Condensing Design | 2465.961 | 8521.1033 | 10987.0643 | -21.0083 | 31.74% | 52.08% | 16.18% | 21.6954 | 42.6708 | 1 | 90% AFUE - Condensing Design | 2489.1039 | 8921.3395 | 11410.4434 | 370.9877 | 7.547% | 53.31% | 39.14% | 0 | 9.7834
| 2 | 92% AFUE - Increased HX Area | 2540.4666 | 8455.0807 | 10995.5473 | 122.139 | 27.11% | 41.81% | 31.08% | 12.4739 | 29.3828 | 2 | 92% AFUE - Increased HX Area | 2531.7849 | 8357.1251 | 10888.91 | 25.6084 | 32.76% | 41.6% | 25.64% | 16.0276 | 35.5569 | 2 | 92% AFUE - Increased HX Area | 2566.6372 | 8750.3633 | 11317.0005 | 413.1258 | 10.08% | 42.43% | 47.49% | 4.2075 | 10.4899
| 3 | 95% AFUE - Increased HX Area | 2701.6932 | 8219.6491 | 10921.3423 | 177.6015 | 38.57% | 16.93% | 44.5% | 12.759 | 25.7009 | 3 | 95% AFUE - Increased HX Area | 2686.2567 | 8124.1605 | 10810.4172 | 85.2113 | 43.53% | 16.77% | 39.7% | 13.9294 | 28.9354 | 3 | 95% AFUE - Increased HX Area | 2748.2259 | 8507.4949 | 11255.7208 | 456.1073 | 23.6% | 17.42% | 58.97% | 9.3399 | 15.8686
| 4 | 98% AFUE - Max Tech | 2994.5027 | 8113.2198 | 11107.7225 | -8.1733 | 66.94% | 0.46% | 32.6% | 21.9672 | 47.8956 | 4 | 98% AFUE - Max Tech | 2958.1459 | 8015.9347 | 10974.0806 | -77.8284 | 69.77% | 0.3862% | 29.84% | 22.3771 | 48.8426 | 4 | 98% AFUE - Max Tech | 3104.0986 | 8406.481 | 11510.5797 | 201.7989 | 58.41% | 0.6825% | 40.91% | 20.3238 | 45.0063
| MHGF | [10 empty] | MHGF | [10 empty] | MHGF
| 0 | 80% AFUE - Increased HX Area | 1517.7552 | 11748.4595 | 13266.2147 | [6 empty] | 0 | 80% AFUE - Increased HX Area | 1290.3915 | 11552.0948 | 12842.4863 | [6 empty] | 0 | 80% AFUE - Increased HX Area | 2891.6909 | 20742.623 | 23634.314
| 1 | 90% AFUE - Condensing Design | 2150.7164 | 10711.6574 | 12862.3739 | 365.641 | 44.87% | 9.66% | 45.47% | 10.9509 | 18.5834 | 1 | 90% AFUE - Condensing Design | 1961.2854 | 10515.9967 | 12477.2822 | 242.7572 | 47.09% | 8.547% | 36.04% | 12.0429 | 20.2909 | 1 | 90% AFUE - Condensing Design | 3842.932 | 18877.7146 | 22720.6466 | 825.8114 | 38.44% | 9.956% | 51.6% | 9.9176 | 16.8624
| 2 | 92% AFUE - Increased HX Area | 2365.8374 | 10502.3709 | 12868.2083 | 359.8331 | 48.14% | 7.68% | 44.18% | 12.1185 | 19.9787 | 2 | 92% AFUE - Increased HX Area | 2193.3761 | 10308.7197 | 12502.0959 | 204.2722 | 50.31% | 6.515% | 34.86% | 13.3166 | 22.2004 | 2 | 92% AFUE - Increased HX Area | 4166.8377 | 18510.4954 | 22677.3332 | 865.713 | 41.4% | 8.237% | 50.36% | 10.7795 | 17.7265
| 3 | 96% AFUE - Max Tech | 2674.2193 | 10109.2799 | 12783.4992 | 441.6926 | 51.49% | 3.63% | 44.88% | 12.4356 | 20.0715 | 3 | 96% AFUE - Max Tech | 2492.006 | 9919.3907 | 12411.3966 | 263.416 | 52.77% | 3.094% | 35.82% | 13.3329 | 21.7842 | 3 | 96% AFUE - Max Tech | 4700.8574 | 17820.7897 | 22521.6469 | 1015.7926 | 45.42% | 3.858% | 50.72% | 11.6135 | 18.3481
| OF | [10 empty] | OF | [10 empty] | OF
| 0 | 82% AFUE - Increased HX Area | 3238.4123 | 30285.7359 | 33524.1481 | [6 empty] | 0 | 82% AFUE - Increased HX Area | 3070.4012 | 30277.4273 | 33347.8285 | [6 empty] | 0 | 82% AFUE - Increased HX Area | 4750.5122 | 30360.5127 | 35111.0249
| 1 | 83% AFUE - Increased HX Area | 3388.1369 | 29944.704 | 33332.8409 | 14.129 | 9.94% | 58.28% | 31.78% | 1.1155 | 23.9748 | 1 | 83% AFUE - Increased HX Area | 3212.1953 | 29936.3294 | 33148.5247 | 9.1573 | 9.7% | 58.43% | 31.87% | 0.99685 | 24.7145 | 1 | 83% AFUE - Increased HX Area | 4971.6116 | 30020.0753 | 34991.6869 | 58.8741 | 12.1% | 56.9% | 31% | 12.6517 | 17.5587
| 2 | 84% AFUE - Increased HX Area | 3626.718 | 29611.5722 | 33238.2902 | -14.569 | 24.53% | 38.61% | 36.86% | 2.0834 | 33.9565 | 2 | 84% AFUE - Increased HX Area | 3480.5392 | 29603.133 | 33083.6721 | -49.0108 | 26.87% | 38.58% | 34.56% | 2.2437 | 37.1419 | 2 | 84% AFUE - Increased HX Area | 4942.3272 | 29687.5252 | 34629.8523 | 295.4076 | 3.5% | 38.9% | 57.6% | 1.5763 | 5.137
| 3 | 85% AFUE - Increased HX Area | 3856.2605 | 29286.0698 | 33142.3303 | -20.0568 | 34.7% | 33.04% | 32.26% | 19.8629 | 33.6396 | 3 | 85% AFUE - Increased HX Area | 3737.9003 | 29277.5674 | 33015.4676 | -81.9329 | 38.47% | 33.01% | 28.52% | 22.5817 | 37.087 | 3 | 85% AFUE - Increased HX Area | 4921.5025 | 29362.592 | 34284.0945 | 536.8274 | 0.8% | 33.3% | 65.9% | 1.0435 | 2.4793
| 4 | 97% AFUE - Max Tech | 5088.414 | 27807.429 | 32895.843 | 225.8993 | 52.08% | 0.93% | 46.99% | 18.7045 | 48.9299 | 4 | 97% AFUE - Max Tech | 5100.4301 | 27805.2439 | 32905.6742 | 29.8535 | 56.44% | 0.9% | 42.66% | 20.5519 | 53.4335 | 4 | 97% AFUE - Max Tech | 4980.2686 | 27827.0944 | 32807.3631 | 1990.3112 | 12.8% | 1.2% | 86% | 0 | 7.4711
| All dollar values are in 2009 $ |  |  | * discounted and summed over lifetime of equipment | [7 empty] | All dollar values are in 2009 $ |  |  | * discounted and summed over lifetime of equipment | [7 empty] | All dollar values are in 2009 $ |  |  | * discounted and summed over lifetime of equipment
| Simulation Results NORTH | [9 empty] | AEO 2010 - Reference Case | Simulation Results NORTH - Replacements | [9 empty] | AEO 2010 - Reference Case | Simulation Results NORTH - New Construction | [9 empty] | AEO 2010 - Reference Case
|  |  | Average LCC Results | [6 empty] | Payback Results |  |  |  | Average LCC Results | [6 empty] | Payback Results |  |  |  | Average LCC Results | [6 empty] | Payback Results
|  |  | Installed | Lifetime |  | LCC | Net | No | Net |  |  |  |  | Installed | Lifetime |  | LCC | Net | No | Net |  |  |  |  | Installed | Lifetime |  | LCC | Net | No | Net
| Level | Description | Price | Oper. Cost* | LCC | Savings | Cost | Impact | Benefit | Median | Average | Level | Description | Price | Oper. Cost* | LCC | Savings | Cost | Impact | Benefit | Median | Average | Level | Description | Price | Oper. Cost* | LCC | Savings | Cost | Impact | Benefit | Median | Average
| NWGF | 5986 | [9 empty] | NWGF | 4465 | [9 empty] | NWGF | 1521
| 0 | 80% AFUE - Increased HX Area | 1995.5734 | 11552.6586 | 13548.2321 | [6 empty] | 0 | 80% AFUE - Increased HX Area | 1803.1981 | 11463.3421 | 13266.5402 | [6 empty] | 0 | 80% AFUE - Increased HX Area | 2560.3045 | 11814.8535 | 14375.158
| 1 | 90% AFUE - Condensing Design | 2590.9661 | 10408.6512 | 12999.6173 | 148.1988 | 10.24% | 71.37% | 18.39% | 10.5521 | 13.2001 | 1 | 90% AFUE - Condensing Design | 2594.878 | 10327.5355 | 12922.4135 | 84.405 | 12.88% | 71.78% | 15.34% | 13.2714 | 16.3026 | 1 | 90% AFUE - Condensing Design | 2579.4824 | 10646.772 | 13226.2544 | 335.4698 | 2.498% | 70.15% | 27.35% | 2.8278 | 4.5899
| 2 | 92% AFUE - Increased HX Area | 2659.979 | 10204.8031 | 12864.7821 | 206.0443 | 11.89% | 56.5% | 31.61% | 8.2806 | 10.6086 | 2 | 92% AFUE - Increased HX Area | 2661.4215 | 10124.9307 | 12786.3522 | 142.327 | 14.36% | 57.02% | 28.62% | 9.5359 | 12.2576 | 2 | 92% AFUE - Increased HX Area | 2655.7443 | 10439.2742 | 13095.0185 | 393.0907 | 4.668% | 54.96% | 40.37% | 5.4858 | 5.9889
| 3 | 95% AFUE - Increased HX Area | 2824.7129 | 9915.155 | 12739.8679 | 301.6178 | 25.46% | 22.92% | 51.62% | 10.3516 | 12.3028 | 3 | 95% AFUE - Increased HX Area | 2820.3929 | 9837.0434 | 12657.4363 | 241.6353 | 27.68% | 22.82% | 49.5% | 10.5232 | 12.8132 | 3 | 95% AFUE - Increased HX Area | 2837.3946 | 10144.457 | 12981.8516 | 477.7007 | 18.93% | 23.21% | 57.86% | 9.6365 | 10.7967
| 4 | 98% AFUE - Max Tech | 3109.0341 | 9782.7488 | 12891.7829 | 150.6198 | 61.91% | 0.6181% | 37.47% | 18.7158 | 31.0396 | 4 | 98% AFUE - Max Tech | 3083.2365 | 9703.457 | 12786.6935 | 113.2371 | 63.38% | 0.5375% | 36.08% | 18.3062 | 29.0121 | 4 | 98% AFUE - Max Tech | 3184.7646 | 10015.5152 | 13200.2799 | 260.3594 | 57.59% | 0.8547% | 41.55% | 19.6839 | 37.032
| MHGF | 4892 | [9 empty] | MHGF | 2451 | [9 empty] | MHGF | 2441
| 0 | 80% AFUE - Increased HX Area | 1573.3376 | 13059.7559 | 14633.0935 | [6 empty] | 0 | 80% AFUE - Increased HX Area | 1495.4626 | 12796.3162 | 14291.7788 | [6 empty] | 0 | 80% AFUE - Increased HX Area | 1651.5317 | 13324.2748 | 14975.8065
| 1 | 90% AFUE - Condensing Design | 2221.9052 | 11973.7503 | 14195.6555 | 397.5111 | 44.89% | 9.669% | 45.44% | 11.0359 | 17.8645 | 1 | 90% AFUE - Condensing Design | 2265.7943 | 11717.9071 | 13983.7014 | 283.0011 | 52.06% | 8.894% | 39.05% | 12.2066 | 19.0954 | 1 | 90% AFUE - Condensing Design | 2177.8363 | 12230.6416 | 14408.4779 | 512.4903 | 37.69% | 10.45% | 51.86% | 9.7112 | 16.6012
| 2 | 92% AFUE - Increased HX Area | 2435.575 | 11739.7411 | 14175.316 | 415.5089 | 47.61% | 7.727% | 44.66% | 11.9095 | 18.1353 | 2 | 92% AFUE - Increased HX Area | 2516.1353 | 11488.1488 | 14004.2841 | 262.2561 | 54.79% | 6.936% | 38.27% | 13.2212 | 20.0162 | 2 | 92% AFUE - Increased HX Area | 2354.6846 | 11992.364 | 14347.0486 | 569.3895 | 40.39% | 8.521% | 51.09% | 10.4301 | 16.2043
| 3 | 96% AFUE - Max Tech | 2744.7668 | 11300.2024 | 14044.9692 | 541.13 | 50.47% | 3.475% | 46.05% | 12.0814 | 17.3721 | 3 | 96% AFUE - Max Tech | 2844.9667 | 11056.5939 | 13901.5606 | 362.6079 | 57.49% | 3.101% | 39.41% | 12.9788 | 18.9263 | 3 | 96% AFUE - Max Tech | 2644.1564 | 11544.8089 | 14188.9652 | 720.3835 | 43.42% | 3.851% | 52.72% | 11.0226 | 15.7916
| OF | 8939 | [9 empty] | OF | 8033 | [9 empty] | OF | 906
| 0 | 82% AFUE - Increased HX Area | 3294.6838 | 30841.3323 | 34136.016 | [6 empty] | 0 | 82% AFUE - Increased HX Area | 3122.1226 | 30847.7288 | 33969.8514 | [6 empty] | 0 | 82% AFUE - Increased HX Area | 4824.6882 | 30784.6176 | 35609.3058
| 1 | 83% AFUE - Increased HX Area | 3449.2374 | 30493.9155 | 33943.1528 | 13.0761 | 10.12% | 58.1% | 31.77% | 1.0765 | 24.4621 | 1 | 83% AFUE - Increased HX Area | 3268.6255 | 30500.0733 | 33768.6988 | 7.7817 | 9.834% | 58.33% | 31.83% | 0.97613 | 25.2256 | 1 | 83% AFUE - Increased HX Area | 5050.6226 | 30439.3175 | 35489.9401 | 60.0188 | 12.69% | 56.07% | 31.24% | 12.9801 | 18.0471
| 2 | 84% AFUE - Increased HX Area | 3695.0817 | 30154.5465 | 33849.6282 | -18.6007 | 24.85% | 38.57% | 36.58% | 2.197 | 35.021 | 2 | 84% AFUE - Increased HX Area | 3545.6473 | 30160.471 | 33706.1182 | -54.7495 | 27.21% | 38.57% | 34.22% | 2.4826 | 38.3624 | 2 | 84% AFUE - Increased HX Area | 5020.0342 | 30102.0174 | 35122.0515 | 301.9111 | 3.863% | 38.63% | 57.51% | 1.56 | 5.3631
| 3 | 85% AFUE - Increased HX Area | 3928.523 | 29822.9496 | 33751.4726 | -23.8178 | 34.87% | 33.08% | 32.05% | 20.1137 | 34.5137 | 3 | 85% AFUE - Increased HX Area | 3807.7583 | 29828.646 | 33636.4042 | -88.2493 | 38.7% | 33.08% | 28.22% | 22.8104 | 38.1121 | 3 | 85% AFUE - Increased HX Area | 4999.2771 | 29772.4431 | 34771.7202 | 547.4609 | 0.883% | 33.11% | 66% | 1.0644 | 2.5913
| 4 | 97% AFUE - Max Tech | 5177.6606 | 28329.1946 | 33506.8554 | 221.3153 | 52.09% | 0.9061% | 47.01% | 18.6859 | 49.5054 | 4 | 97% AFUE - Max Tech | 5192.1417 | 28338.2265 | 33530.3683 | 20.6398 | 56.43% | 0.8839% | 42.69% | 20.5836 | 54.0536 | 4 | 97% AFUE - Max Tech | 5049.2651 | 28249.1142 | 33298.3794 | 2000.594 | 13.58% | 1.104% | 85.32% | 0 | 7.8731
| All dollar values are in 2009 $ |  |  | * discounted and summed over lifetime of equipment | [7 empty] | All dollar values are in 2009 $ |  |  | * discounted and summed over lifetime of equipment | [7 empty] | All dollar values are in 2009 $ |  |  | * discounted and summed over lifetime of equipment
| Simulation Results SOUTH | [9 empty] | AEO 2010 - Reference Case | Simulation Results SOUTH - Replacements | [9 empty] | AEO 2010 - Reference Case | Simulation Results SOUTH - New Construction | [9 empty] | AEO 2010 - Reference Case
|  |  | Average LCC Results | [6 empty] | Payback Results |  |  |  | Average LCC Results | [6 empty] | Payback Results |  |  |  | Average LCC Results | [6 empty] | Payback Results
|  |  | Installed | Lifetime |  | LCC | Net | No | Net |  |  |  |  | Installed | Lifetime |  | LCC | Net | No | Net |  |  |  |  | Installed | Lifetime |  | LCC | Net | No | Net
| Level | Description | Price | Oper. Cost* | LCC | Savings | Cost | Impact | Benefit | Median | Average | Level | Description | Price | Oper. Cost* | LCC | Savings | Cost | Impact | Benefit | Median | Average | Level | Description (EF value at 40 Gallon) | Price | Oper. Cost* | LCC | Savings | Cost | Impact | Benefit | Median | Average
| NWGF | 4014 | [9 empty] | NWGF | 3044 | [9 empty] | NWGF | 970
| 0 | 80% AFUE - Increased HX Area | 1703.9287 | 6565.8147 | 8269.7434 | [6 empty] | 0 | 80% AFUE - Increased HX Area | 1494.0666 | 6473.216 | 7967.2827 | [6 empty] | 0 | 80% AFUE - Increased HX Area | 2362.506 | 6856.4026 | 9218.9086
| 1 | 90% AFUE - Condensing Design | 2293.9053 | 5954.6176 | 8248.5229 | -30.0794 | 48.78% | 24.09% | 27.13% | 24.8511 | 46.7322 | 1 | 90% AFUE - Condensing Design | 2276.8629 | 5871.3925 | 8148.2554 | -175.6306 | 59.4% | 23.19% | 17.41% | 32.7137 | 56.9362 | 1 | 90% AFUE - Condensing Design | 2347.3868 | 6215.7902 | 8563.1769 | 426.6812 | 15.46% | 26.91% | 57.63% | 0 | 13.1184
| 2 | 92% AFUE - Increased HX Area | 2362.2402 | 5845.7537 | 8207.9939 | -2.9873 | 49.8% | 19.91% | 30.29% | 22.2501 | 44.6128 | 2 | 92% AFUE - Increased HX Area | 2341.6314 | 5764.0724 | 8105.7038 | -145.5967 | 59.76% | 18.99% | 21.25% | 28.8491 | 53.7101 | 2 | 92% AFUE - Increased HX Area | 2426.9135 | 6102.0815 | 8528.995 | 444.5416 | 18.56% | 22.78% | 58.66% | 0.89988 | 14.6174
| 3 | 95% AFUE - Increased HX Area | 2518.2363 | 5691.1742 | 8209.4105 | -7.3417 | 58.12% | 7.997% | 33.88% | 21.9113 | 42.4632 | 3 | 95% AFUE - Increased HX Area | 2489.5029 | 5611.6697 | 8101.1726 | -144.2345 | 66.79% | 7.884% | 25.33% | 26.7334 | 48.77 | 3 | 95% AFUE - Increased HX Area | 2608.4058 | 5940.6708 | 8549.0765 | 422.2479 | 30.93% | 8.351% | 60.72% | 8.7565 | 22.5473
| 4 | 98% AFUE - Max Tech | 2823.7043 | 5623.4838 | 8447.188 | -244.9783 | 74.44% | 0.2242% | 25.34% | 31.3741 | 72.4697 | 4 | 98% AFUE - Max Tech | 2774.6604 | 5540.6433 | 8315.3037 | -358.0872 | 79.14% | 0.1643% | 20.7% | 34.5017 | 77.1989 | 4 | 98% AFUE - Max Tech | 2977.6109 | 5883.4491 | 8861.06 | 109.9736 | 59.69% | 0.4124% | 39.9% | 21.8829 | 57.3448
| MHGF | 5108 | [9 empty] | MHGF | 2547 | [9 empty] | MHGF | 2561
| 0 | 80% AFUE - Increased HX Area | 1424.9749 | 11452.4061 | 12877.381 | [6 empty] | 0 | 80% AFUE - Increased HX Area | 1093.0499 | 10354.7699 | 11447.8197 | [6 empty] | 0 | 80% AFUE - Increased HX Area | 4073.7404 | 27813.372 | 31887.1124
| 1 | 90% AFUE - Condensing Design | 2025.3077 | 10365.4865 | 12390.7942 | 335.1186 | 44.85% | 9.652% | 45.5% | 10.8276 | 19.2551 | 1 | 90% AFUE - Condensing Design | 1668.2539 | 9359.388 | 11027.642 | 204.0302 | 42.31% | 8.213% | 33.15% | 11.9185 | 21.4277 | 1 | 90% AFUE - Condensing Design | 5430.0069 | 25213.3277 | 30643.3346 | 1124.4513 | 39.16% | 9.488% | 51.35% | 10.0602 | 17.1022
| 2 | 92% AFUE - Increased HX Area | 2241.2776 | 10161.7839 | 12403.0615 | 306.5116 | 48.65% | 7.635% | 43.72% | 12.285 | 21.7049 | 2 | 92% AFUE - Increased HX Area | 1882.7822 | 9173.745 | 11056.5272 | 148.4737 | 45.99% | 6.11% | 31.57% | 13.77 | 24.2709 | 2 | 92% AFUE - Increased HX Area | 5894.0794 | 24723.2088 | 30617.2881 | 1148.1518 | 42.37% | 7.966% | 49.67% | 11.2985 | 19.1344
| 3 | 96% AFUE - Max Tech | 2547.5924 | 9779.1838 | 12326.7762 | 346.46 | 52.47% | 3.778% | 43.75% | 13.0256 | 22.6161 | 3 | 96% AFUE - Max Tech | 2152.3488 | 8825.0502 | 10977.399 | 167.9628 | 48.23% | 3.088% | 32.36% | 14.0472 | 24.5058 | 3 | 96% AFUE - Max Tech | 6661.1881 | 23802.6988 | 30463.8866 | 1297.3597 | 47.33% | 3.866% | 48.81% | 12.2819 | 20.7332
| OF | 1061 | [9 empty] | OF | 967 | [9 empty] | OF | 94
| 0 | 82% AFUE - Increased HX Area | 2764.3207 | 25604.7969 | 28369.1176 | [6 empty] | 0 | 82% AFUE - Increased HX Area | 2640.7441 | 25539.8556 | 28180.5997 | [6 empty] | 0 | 82% AFUE - Increased HX Area | 4035.5823 | 26272.863 | 30308.4453
| 1 | 83% AFUE - Increased HX Area | 2873.3618 | 25317.5584 | 28190.9202 | 22.9994 | 8.388% | 59.75% | 31.86% | 1.2021 | 19.7038 | 1 | 83% AFUE - Increased HX Area | 2743.4223 | 25253.2325 | 27996.6548 | 20.5846 | 8.583% | 59.26% | 32.16% | 1.1019 | 20.3768 | 1 | 83% AFUE - Increased HX Area | 4210.0797 | 25979.2942 | 30189.3738 | 47.8408 | 6.383% | 64.89% | 28.72% | 8.3409 | 11.6689
| 2 | 84% AFUE - Increased HX Area | 3050.7489 | 25036.9753 | 28087.7242 | 19.3985 | 21.87% | 38.93% | 39.21% | 1.6256 | 24.9367 | 2 | 84% AFUE - Increased HX Area | 2939.6777 | 24973.2506 | 27912.9283 | -1.3385 | 23.99% | 38.68% | 37.33% | 1.6014 | 26.9851 | 2 | 84% AFUE - Increased HX Area | 4193.3641 | 25692.5259 | 29885.8901 | 232.7253 | 0% | 41.49% | 58.51% | 1.6593 | 2.8516
| 3 | 85% AFUE - Increased HX Area | 3247.444 | 24762.8195 | 28010.2635 | 11.6289 | 33.27% | 32.7% | 34.02% | 17.2718 | 26.3166 | 3 | 85% AFUE - Increased HX Area | 3157.5808 | 24699.6824 | 27857.2632 | -29.4618 | 36.5% | 32.47% | 31.02% | 20.0901 | 28.6473 | 3 | 85% AFUE - Increased HX Area | 4171.8877 | 25412.3254 | 29584.2131 | 434.3381 | 0% | 35.11% | 64.89% | 1.0067 | 1.3661
| 4 | 97% AFUE - Max Tech | 4336.5045 | 23411.5165 | 27748.021 | 264.5192 | 52.03% | 1.131% | 46.84% | 18.847 | 44.1161 | 4 | 97% AFUE - Max Tech | 4338.5696 | 23377.6857 | 27716.2553 | 106.3928 | 56.57% | 1.034% | 42.4% | 20.3281 | 48.2739 | 4 | 97% AFUE - Max Tech | 4315.2601 | 23759.5418 | 28074.8019 | 1891.2023 | 5.319% | 2.128% | 92.55% | 0 | 3.9405
| All dollar values are in 2009 $ |  |  | * discounted and summed over lifetime of equipment | [7 empty] | All dollar values are in 2009 $ |  |  | * discounted and summed over lifetime of equipment | [7 empty] | All dollar values are in 2009 $ |  |  | * discounted and summed over lifetime of equipment

## InstallCosts
AGA Installation Costs
APGA Request: Use AGA Survey Installation Costs
| Simulation Results NATIONAL - 10000 samples | [9 empty] | AEO 2010 - Reference Case | Simulation Results NATIONAL - Replacements | [9 empty] | AEO 2010 - Reference Case | Simulation Results NATIONAL - New Construction | [9 empty] | AEO 2010 - Reference Case
|  |  | Average LCC Results | [6 empty] | Payback Results |  |  |  | Average LCC Results | [6 empty] | Payback Results |  |  |  | Average LCC Results | [6 empty] | Payback Results
|  |  | Installed | Lifetime |  | LCC | Net | No | Net |  |  |  |  | Installed | Lifetime |  | LCC | Net | No | Net |  |  |  |  | Installed | Lifetime |  | LCC | Net | No | Net
| Level | Description | Price | Oper. Cost* | LCC | Savings | Cost | Impact | Benefit | Median | Average | Level | Description | Price | Oper. Cost* | LCC | Savings | Cost | Impact | Benefit | Median | Average | Level | Description | Price | Oper. Cost* | LCC | Savings | Cost | Impact | Benefit | Median | Average
| NWGF | [10 empty] | NWGF | [10 empty] | NWGF
| 0 | 80% AFUE - Increased HX Area | 1823.1569 | 9551.3987 | 11374.5556 | [6 empty] | 0 | 80% AFUE - Increased HX Area | 1641.8315 | 9440.8922 | 11082.7237 | [6 empty] | 0 | 80% AFUE - Increased HX Area | 2369.7536 | 9884.5151 | 12254.2687
| 1 | 90% AFUE - Condensing Design | 2342.7023 | 8621.6723 | 10964.3746 | 110.092 | 23.76% | 52.39% | 23.85% | 14.296 | 31.5518 | 1 | 90% AFUE - Condensing Design | 2337.407 | 8521.8671 | 10859.2741 | 23.0245 | 28.95% | 52.08% | 18.96% | 18.7944 | 38.4045 | 1 | 90% AFUE - Condensing Design | 2358.6646 | 8922.5304 | 11281.195 | 372.5527 | 8.109% | 53.31% | 38.58% | 0.53665 | 10.3678
| 2 | 92% AFUE - Increased HX Area | 2404.7375 | 8455.999 | 10860.7365 | 159.4635 | 24.68% | 41.81% | 33.51% | 10.8458 | 26.2601 | 2 | 92% AFUE - Increased HX Area | 2396.81 | 8357.9371 | 10754.7471 | 73.3458 | 29.47% | 41.6% | 28.93% | 13.8239 | 31.4494 | 2 | 92% AFUE - Increased HX Area | 2428.6347 | 8751.602 | 11180.2367 | 419.0609 | 10.24% | 42.43% | 47.33% | 4.505 | 10.3841
| 3 | 95% AFUE - Increased HX Area | 2550.2369 | 8220.6851 | 10770.922 | 227.8531 | 34.86% | 16.93% | 48.21% | 11.2925 | 22.9992 | 3 | 95% AFUE - Increased HX Area | 2536.2134 | 8125.0889 | 10661.3023 | 145.3436 | 39.25% | 16.77% | 43.99% | 12.2221 | 25.5994 | 3 | 95% AFUE - Increased HX Area | 2592.5099 | 8508.8554 | 11101.3653 | 476.5741 | 21.64% | 17.42% | 60.94% | 8.6536 | 15.095
| 4 | 98% AFUE - Max Tech | 2815.8084 | 8114.6662 | 10930.4746 | 68.7836 | 63.01% | 0.46% | 36.53% | 19.5446 | 43.7179 | 4 | 98% AFUE - Max Tech | 2782.5368 | 8017.1496 | 10799.6864 | 7.492 | 65.33% | 0.3862% | 34.28% | 19.974 | 44.0036 | 4 | 98% AFUE - Max Tech | 2916.1041 | 8408.6252 | 11324.7293 | 253.5442 | 56% | 0.6825% | 43.32% | 18.4254 | 42.8482
| MHGF | [10 empty] | MHGF | [10 empty] | MHGF
| 0 | 80% AFUE - Increased HX Area | 1431.9065 | 11748.8824 | 13180.7889 | [6 empty] | 0 | 80% AFUE - Increased HX Area | 1215.8435 | 11552.4598 | 12768.3032 | [6 empty] | 0 | 80% AFUE - Increased HX Area | 2727.0096 | 20743.4498 | 23470.4594
| 1 | 90% AFUE - Condensing Design | 2039.7865 | 10712.2265 | 12752.0131 | 388.514 | 43.65% | 9.66% | 46.69% | 10.5169 | 17.8333 | 1 | 90% AFUE - Condensing Design | 1869.3551 | 10516.4877 | 12385.8428 | 259.1814 | 46.33% | 8.547% | 36.81% | 11.7258 | 19.759 | 1 | 90% AFUE - Condensing Design | 3621.3764 | 18878.827 | 22500.2034 | 876.8864 | 36.91% | 9.956% | 53.14% | 9.3303 | 15.8925
| 2 | 92% AFUE - Increased HX Area | 2250.769 | 10502.9851 | 12753.7541 | 386.7197 | 47.03% | 7.68% | 45.29% | 11.6621 | 19.2737 | 2 | 92% AFUE - Increased HX Area | 2101.8997 | 10309.2497 | 12411.1493 | 221.8016 | 49.89% | 6.515% | 35.27% | 13.0068 | 21.7054 | 2 | 92% AFUE - Increased HX Area | 3931.8211 | 18511.6961 | 22443.5172 | 928.2311 | 39.7% | 8.237% | 52.06% | 10.216 | 16.8087
| 3 | 96% AFUE - Max Tech | 2539.9779 | 10109.9902 | 12649.9681 | 485.9631 | 50.1% | 3.63% | 46.27% | 11.9222 | 19.24 | 3 | 96% AFUE - Max Tech | 2384.5378 | 9920.0035 | 12304.5412 | 293.7968 | 52.28% | 3.094% | 36.3% | 12.9958 | 21.1946 | 3 | 96% AFUE - Max Tech | 4424.3277 | 17822.1783 | 22246.5059 | 1117.4723 | 43.16% | 3.858% | 52.98% | 10.9461 | 17.2731
| OF | [10 empty] | OF | [10 empty] | OF
| 0 | 82% AFUE - Increased HX Area | 3008.1645 | 30286.8548 | 33295.0193 | [6 empty] | 0 | 82% AFUE - Increased HX Area | 2845.9174 | 30278.5343 | 33124.4516 | [6 empty] | 0 | 82% AFUE - Increased HX Area | 4468.3887 | 30361.7397 | 34830.1284
| 1 | 83% AFUE - Increased HX Area | 3164.6965 | 29945.8335 | 33110.5301 | 6.4913 | 10.61% | 58.28% | 31.11% | 1.0277 | 23.879 | 1 | 83% AFUE - Increased HX Area | 2995.8666 | 29937.4468 | 32933.3133 | 0.21277 | 10.41% | 58.43% | 31.16% | 0.93758 | 24.5258 | 1 | 83% AFUE - Increased HX Area | 4684.1667 | 30021.314 | 34705.4808 | 62.9983 | 12.4% | 56.9% | 30.7% | 12.2183 | 18.2694
| 2 | 84% AFUE - Increased HX Area | 3396.9361 | 29612.7133 | 33009.6494 | -16.4455 | 24.74% | 38.61% | 36.65% | 2.0248 | 32.7793 | 2 | 84% AFUE - Increased HX Area | 3256.2765 | 29604.2618 | 32860.5383 | -50.5935 | 27.07% | 38.58% | 34.36% | 2.288 | 35.7988 | 2 | 84% AFUE - Increased HX Area | 4662.8723 | 29688.7765 | 34351.6488 | 290.8863 | 3.8% | 38.9% | 57.3% | 1.4078 | 5.4599
| 3 | 85% AFUE - Increased HX Area | 3619.0481 | 29287.2234 | 32906.2716 | -15.0425 | 34.48% | 33.04% | 32.48% | 19.8528 | 33.3405 | 3 | 85% AFUE - Increased HX Area | 3506.586 | 29278.7085 | 32785.2945 | -76.9957 | 38.21% | 33.01% | 28.78% | 22.526 | 36.7873 | 3 | 85% AFUE - Increased HX Area | 4631.2077 | 29363.8571 | 33995.0647 | 542.5355 | 0.9% | 33.3% | 65.8% | 0.92324 | 2.1853
| 4 | 97% AFUE - Max Tech | 4813.3359 | 27809.1835 | 32622.5193 | 267.8356 | 51.29% | 0.93% | 47.78% | 18.359 | 46.4244 | 4 | 97% AFUE - Max Tech | 4832.797 | 27806.3283 | 32639.1252 | 70.8318 | 55.7% | 0.9% | 43.4% | 19.972 | 50.534 | 4 | 97% AFUE - Max Tech | 4638.1856 | 27834.8805 | 32473.0661 | 2040.8694 | 11.6% | 1.2% | 87.2% | 0 | 9.0527
| All dollar values are in 2009 $ |  |  | * discounted and summed over lifetime of equipment | [7 empty] | All dollar values are in 2009 $ |  |  | * discounted and summed over lifetime of equipment | [7 empty] | All dollar values are in 2009 $ |  |  | * discounted and summed over lifetime of equipment
| Simulation Results NORTH | [9 empty] | AEO 2010 - Reference Case | Simulation Results NORTH - Replacements | [9 empty] | AEO 2010 - Reference Case | Simulation Results NORTH - New Construction | [9 empty] | AEO 2010 - Reference Case
|  |  | Average LCC Results | [6 empty] | Payback Results |  |  |  | Average LCC Results | [6 empty] | Payback Results |  |  |  | Average LCC Results | [6 empty] | Payback Results
|  |  | Installed | Lifetime |  | LCC | Net | No | Net |  |  |  |  | Installed | Lifetime |  | LCC | Net | No | Net |  |  |  |  | Installed | Lifetime |  | LCC | Net | No | Net
| Level | Description | Price | Oper. Cost* | LCC | Savings | Cost | Impact | Benefit | Median | Average | Level | Description | Price | Oper. Cost* | LCC | Savings | Cost | Impact | Benefit | Median | Average | Level | Description | Price | Oper. Cost* | LCC | Savings | Cost | Impact | Benefit | Median | Average
| NWGF | 5986 | [9 empty] | NWGF | 4465 | [9 empty] | NWGF | 1521
| 0 | 80% AFUE - Increased HX Area | 1927.2225 | 11553.133 | 13480.3555 | [6 empty] | 0 | 80% AFUE - Increased HX Area | 1749.6224 | 11463.8086 | 13213.431 | [6 empty] | 0 | 80% AFUE - Increased HX Area | 2448.5799 | 11815.351 | 14263.9309
| 1 | 90% AFUE - Condensing Design | 2447.9063 | 10409.8937 | 12857.7999 | 168.1273 | 9.288% | 71.37% | 19.35% | 9.6939 | 11.9753 | 1 | 90% AFUE - Condensing Design | 2448.1923 | 10328.5582 | 12776.7505 | 110.5121 | 11.56% | 71.78% | 16.66% | 11.7462 | 14.5943 | 1 | 90% AFUE - Condensing Design | 2447.0666 | 10648.6595 | 13095.726 | 337.2606 | 2.63% | 70.15% | 27.22% | 3.2425 | 4.7069
| 2 | 92% AFUE - Increased HX Area | 2510.1871 | 10206.087 | 12716.2741 | 228.8901 | 10.37% | 56.5% | 33.13% | 7.4921 | 9.5985 | 2 | 92% AFUE - Increased HX Area | 2508.2446 | 10125.9975 | 12634.2421 | 171.2095 | 12.32% | 57.02% | 30.66% | 8.6433 | 10.9751 | 2 | 92% AFUE - Increased HX Area | 2515.8893 | 10441.1951 | 12957.0845 | 398.2153 | 4.668% | 54.96% | 40.37% | 5.2389 | 5.7419
| 3 | 95% AFUE - Increased HX Area | 2658.8517 | 9916.5497 | 12575.4014 | 336.766 | 22.13% | 22.92% | 54.94% | 9.3117 | 11.1153 | 3 | 95% AFUE - Increased HX Area | 2651.7088 | 9838.2235 | 12489.9323 | 282.3979 | 24.12% | 22.82% | 53.06% | 9.428 | 11.5212 | 3 | 95% AFUE - Increased HX Area | 2679.8201 | 10146.4818 | 12826.3019 | 496.3674 | 16.31% | 23.21% | 60.49% | 8.6722 | 9.9177
| 4 | 98% AFUE - Max Tech | 2916.8522 | 9784.8085 | 12701.6607 | 211.2601 | 57.95% | 0.6181% | 41.43% | 16.9487 | 28.132 | 4 | 98% AFUE - Max Tech | 2889.9167 | 9705.0648 | 12594.9814 | 178.0751 | 58.84% | 0.5375% | 40.63% | 16.5983 | 26.2264 | 4 | 98% AFUE - Max Tech | 2995.9233 | 10018.9018 | 13014.8251 | 308.6768 | 55.36% | 0.8547% | 43.79% | 17.8682 | 33.7627
| MHGF | 4892 | [9 empty] | MHGF | 2451 | [9 empty] | MHGF | 2441
| 0 | 80% AFUE - Increased HX Area | 1487.6211 | 13060.1766 | 14547.7977 | [6 empty] | 0 | 80% AFUE - Increased HX Area | 1413.3584 | 12796.7118 | 14210.0702 | [6 empty] | 0 | 80% AFUE - Increased HX Area | 1562.1881 | 13324.7207 | 14886.9088
| 1 | 90% AFUE - Condensing Design | 2111.7251 | 11974.3163 | 14086.0414 | 419.5455 | 43.97% | 9.669% | 46.36% | 10.6886 | 17.1846 | 1 | 90% AFUE - Condensing Design | 2165.6503 | 11718.4391 | 13884.0893 | 299.5462 | 51.9% | 8.894% | 39.21% | 11.8545 | 18.6912 | 1 | 90% AFUE - Condensing Design | 2057.579 | 12231.2418 | 14288.8208 | 540.0364 | 36.01% | 10.45% | 53.54% | 9.1336 | 15.6385
| 2 | 92% AFUE - Increased HX Area | 2325.0492 | 11740.3519 | 14065.4011 | 438.3365 | 46.63% | 7.727% | 45.65% | 11.4886 | 17.4909 | 2 | 92% AFUE - Increased HX Area | 2423.5032 | 11488.7229 | 13912.2261 | 274.0808 | 55% | 6.936% | 38.07% | 12.9659 | 19.5787 | 2 | 92% AFUE - Increased HX Area | 2226.1918 | 11993.0118 | 14219.2036 | 603.2652 | 38.22% | 8.521% | 53.26% | 10.0164 | 15.3475
| 3 | 96% AFUE - Max Tech | 2611.9495 | 11300.9088 | 13912.8582 | 584.5679 | 48.88% | 3.475% | 47.65% | 11.5406 | 16.6767 | 3 | 96% AFUE - Max Tech | 2729.3995 | 11057.2576 | 13786.6571 | 394.3017 | 56.87% | 3.101% | 40.02% | 12.7129 | 18.4399 | 3 | 96% AFUE - Max Tech | 2494.0183 | 11545.5581 | 14039.5764 | 775.6136 | 40.84% | 3.851% | 55.31% | 10.3533 | 14.8834
| OF | 8939 | [9 empty] | OF | 8033 | [9 empty] | OF | 906
| 0 | 82% AFUE - Increased HX Area | 3062.7168 | 30842.4519 | 33905.1687 | [6 empty] | 0 | 82% AFUE - Increased HX Area | 2896.0383 | 30848.8358 | 33744.8741 | [6 empty] | 0 | 82% AFUE - Increased HX Area | 4540.5625 | 30785.8495 | 35326.412
| 1 | 83% AFUE - Increased HX Area | 3222.8635 | 30495.0457 | 33717.9092 | 6.6479 | 10.64% | 58.1% | 31.26% | 1.0277 | 23.9886 | 1 | 83% AFUE - Increased HX Area | 3049.3984 | 30501.1907 | 33550.5891 | 0.1325 | 10.38% | 58.33% | 31.28% | 0.93163 | 24.6083 | 1 | 83% AFUE - Increased HX Area | 4760.8827 | 30440.5611 | 35201.4439 | 64.416 | 12.91% | 56.07% | 31.02% | 12.5904 | 18.7818
| 2 | 84% AFUE - Increased HX Area | 3463.6622 | 30155.6883 | 33619.3505 | -20.5659 | 25.14% | 38.57% | 36.29% | 2.2642 | 33.855 | 2 | 84% AFUE - Increased HX Area | 3319.8099 | 30161.5999 | 33481.4097 | -56.363 | 27.54% | 38.57% | 33.9% | 2.6885 | 37.027 | 2 | 84% AFUE - Increased HX Area | 4739.1211 | 30103.2737 | 34842.3948 | 296.8274 | 3.863% | 38.63% | 57.51% | 1.4078 | 5.7005
| 3 | 85% AFUE - Increased HX Area | 3689.2423 | 29824.1039 | 33513.3462 | -18.4645 | 34.68% | 33.08% | 32.24% | 20.0385 | 34.1607 | 3 | 85% AFUE - Increased HX Area | 3574.5617 | 29829.7872 | 33404.3489 | -83.0388 | 38.48% | 33.08% | 28.45% | 22.685 | 37.7547 | 3 | 85% AFUE - Increased HX Area | 4706.0513 | 29773.7132 | 34479.7644 | 554.0802 | 0.9934% | 33.11% | 65.89% | 0.92324 | 2.2773
| 4 | 97% AFUE - Max Tech | 4900.8176 | 28330.9859 | 33231.8034 | 263.2467 | 51.29% | 0.9061% | 47.8% | 18.3614 | 46.891 | 4 | 97% AFUE - Max Tech | 4923.0317 | 28339.5101 | 33262.5417 | 61.2977 | 55.71% | 0.8839% | 43.41% | 20.0888 | 51.0343 | 4 | 97% AFUE - Max Tech | 4703.8578 | 28255.4065 | 32959.2643 | 2053.817 | 12.14% | 1.104% | 86.75% | 0 | 9.6066
| All dollar values are in 2009 $ |  |  | * discounted and summed over lifetime of equipment | [7 empty] | All dollar values are in 2009 $ |  |  | * discounted and summed over lifetime of equipment | [7 empty] | All dollar values are in 2009 $ |  |  | * discounted and summed over lifetime of equipment
| Simulation Results SOUTH | [9 empty] | AEO 2010 - Reference Case | Simulation Results SOUTH - Replacements | [9 empty] | AEO 2010 - Reference Case | Simulation Results SOUTH - New Construction | [9 empty] | AEO 2010 - Reference Case
|  |  | Average LCC Results | [6 empty] | Payback Results |  |  |  | Average LCC Results | [6 empty] | Payback Results |  |  |  | Average LCC Results | [6 empty] | Payback Results
|  |  | Installed | Lifetime |  | LCC | Net | No | Net |  |  |  |  | Installed | Lifetime |  | LCC | Net | No | Net |  |  |  |  | Installed | Lifetime |  | LCC | Net | No | Net
| Level | Description | Price | Oper. Cost* | LCC | Savings | Cost | Impact | Benefit | Median | Average | Level | Description | Price | Oper. Cost* | LCC | Savings | Cost | Impact | Benefit | Median | Average | Level | Description (EF value at 40 Gallon) | Price | Oper. Cost* | LCC | Savings | Cost | Impact | Benefit | Median | Average
| NWGF | 4014 | [9 empty] | NWGF | 3044 | [9 empty] | NWGF | 970
| 0 | 80% AFUE - Increased HX Area | 1667.9659 | 6566.2512 | 8234.2171 | [6 empty] | 0 | 80% AFUE - Increased HX Area | 1483.7217 | 6473.6379 | 7957.3597 | [6 empty] | 0 | 80% AFUE - Increased HX Area | 2246.1507 | 6856.8849 | 9103.0356
| 1 | 90% AFUE - Condensing Design | 2185.8136 | 5954.9326 | 8140.7463 | 23.5451 | 45.34% | 24.09% | 30.57% | 21.852 | 42.6038 | 1 | 90% AFUE - Condensing Design | 2174.9049 | 5871.7764 | 8046.6814 | -105.304 | 54.47% | 23.19% | 22.34% | 29.1363 | 51.286 | 1 | 90% AFUE - Condensing Design | 2220.0467 | 6215.8889 | 8435.9355 | 427.8921 | 16.7% | 26.91% | 56.39% | 0 | 14.003
| 2 | 92% AFUE - Increased HX Area | 2247.4826 | 5846.127 | 8093.6096 | 55.9289 | 46.01% | 19.91% | 34.08% | 19.6144 | 39.7805 | 2 | 92% AFUE - Increased HX Area | 2233.3554 | 5764.5109 | 7997.8663 | -70.2025 | 54.63% | 18.99% | 26.38% | 25.4928 | 47.4081 | 2 | 92% AFUE - Increased HX Area | 2291.8158 | 6102.2503 | 8394.0661 | 451.7476 | 18.97% | 22.78% | 58.25% | 1.2993 | 14.641
| 3 | 95% AFUE - Increased HX Area | 2388.2617 | 5691.6753 | 8079.937 | 65.4334 | 53.84% | 7.997% | 38.17% | 19.801 | 37.8671 | 3 | 95% AFUE - Increased HX Area | 2366.8025 | 5612.2289 | 7979.0313 | -55.6904 | 61.43% | 7.884% | 30.68% | 23.5907 | 42.9195 | 3 | 95% AFUE - Increased HX Area | 2455.6039 | 5940.9896 | 8396.5936 | 445.5373 | 30% | 8.351% | 61.65% | 8.6605 | 21.9124
| 4 | 98% AFUE - Max Tech | 2665.1238 | 5624.0154 | 8289.1392 | -143.6887 | 70.55% | 0.2242% | 29.22% | 28.0073 | 66.4956 | 4 | 98% AFUE - Max Tech | 2625.0298 | 5541.2819 | 8166.3118 | -242.7227 | 74.87% | 0.1643% | 24.97% | 30.6451 | 69.517 | 4 | 98% AFUE - Max Tech | 2790.9443 | 5883.645 | 8674.5893 | 167.0941 | 57.01% | 0.4124% | 42.58% | 19.6091 | 56.8848
| MHGF | 5108 | [9 empty] | MHGF | 2547 | [9 empty] | MHGF | 2561
| 0 | 80% AFUE - Increased HX Area | 1339.974 | 11452.832 | 12792.806 | [6 empty] | 0 | 80% AFUE - Increased HX Area | 1025.7731 | 10355.1053 | 11380.8785 | [6 empty] | 0 | 80% AFUE - Increased HX Area | 3837.2513 | 27814.5618 | 31651.8133
| 1 | 90% AFUE - Condensing Design | 1914.826 | 10366.0595 | 12280.8856 | 358.7947 | 43.34% | 9.652% | 47% | 10.2432 | 18.4394 | 1 | 90% AFUE - Condensing Design | 1584.2277 | 9359.8396 | 10944.0673 | 220.3381 | 40.97% | 8.213% | 34.49% | 11.5978 | 20.7743 | 1 | 90% AFUE - Condensing Design | 5111.8994 | 25214.9283 | 30326.8277 | 1197.9528 | 37.76% | 9.488% | 52.75% | 9.5133 | 16.1257
| 2 | 92% AFUE - Increased HX Area | 2123.5169 | 10162.4025 | 12285.9194 | 337.2857 | 47.42% | 7.635% | 44.95% | 11.8876 | 20.9431 | 2 | 92% AFUE - Increased HX Area | 1792.4178 | 9174.2324 | 10966.6503 | 171.4928 | 44.97% | 6.11% | 32.59% | 13.0779 | 23.7213 | 2 | 92% AFUE - Increased HX Area | 5557.5303 | 24724.9363 | 30282.4667 | 1237.9702 | 41.12% | 7.966% | 50.92% | 10.7268 | 18.1602
| 3 | 96% AFUE - Max Tech | 2412.8043 | 9779.8991 | 12192.7034 | 391.528 | 51.27% | 3.778% | 44.95% | 12.417 | 21.6563 | 3 | 96% AFUE - Max Tech | 2052.6744 | 8825.614 | 10878.2884 | 197.0801 | 47.86% | 3.088% | 32.72% | 13.5977 | 23.8179 | 3 | 96% AFUE - Max Tech | 6264.1891 | 23804.6967 | 30068.8859 | 1443.3127 | 45.37% | 3.866% | 50.76% | 11.6008 | 19.5026
| OF | 1061 | [9 empty] | OF | 967 | [9 empty] | OF | 94
| 0 | 82% AFUE - Increased HX Area | 2548.5577 | 25605.9099 | 28154.4676 | [6 empty] | 0 | 82% AFUE - Increased HX Area | 2429.556 | 25540.9621 | 27970.5181 | [6 empty] | 0 | 82% AFUE - Increased HX Area | 3772.7562 | 26274.043 | 30046.7992
| 1 | 83% AFUE - Increased HX Area | 2674.6359 | 25318.6821 | 27993.3179 | 5.1724 | 10.37% | 59.75% | 29.88% | 1.0848 | 22.9184 | 1 | 83% AFUE - Increased HX Area | 2551.1703 | 25254.3496 | 27805.5198 | 0.8796 | 10.65% | 59.26% | 30.09% | 1.0848 | 23.8254 | 1 | 83% AFUE - Increased HX Area | 3944.7552 | 25980.4855 | 29925.2407 | 49.334 | 7.447% | 64.89% | 27.66% | 7.0264 | 12.0896
| 2 | 84% AFUE - Increased HX Area | 2834.7639 | 25038.1104 | 27872.8743 | 18.269 | 21.39% | 38.93% | 39.68% | 1.4974 | 23.6635 | 2 | 84% AFUE - Increased HX Area | 2728.4963 | 24974.3791 | 27702.8754 | -2.6652 | 23.16% | 38.68% | 38.16% | 1.5587 | 25.5775 | 2 | 84% AFUE - Increased HX Area | 3927.9632 | 25693.7295 | 29621.6927 | 233.6242 | 3.191% | 41.49% | 55.32% | 1.4226 | 3.0278
| 3 | 85% AFUE - Increased HX Area | 3027.6579 | 24763.967 | 27791.625 | 13.7875 | 32.8% | 32.7% | 34.5% | 17.0921 | 26.4692 | 3 | 85% AFUE - Increased HX Area | 2941.9026 | 24700.8232 | 27642.7259 | -26.7945 | 35.99% | 32.47% | 31.54% | 20.0327 | 28.8231 | 3 | 85% AFUE - Increased HX Area | 3909.8424 | 25413.5422 | 29323.3846 | 431.2645 | 0% | 35.11% | 64.89% | 0.99681 | 1.2713
| 4 | 97% AFUE - Max Tech | 4076.2961 | 23412.9615 | 27489.2576 | 306.4968 | 51.27% | 1.131% | 47.6% | 18.295 | 42.5366 | 4 | 97% AFUE - Max Tech | 4083.2055 | 23377.1147 | 27460.3202 | 150.033 | 55.64% | 1.034% | 43.33% | 19.6487 | 46.4054 | 4 | 97% AFUE - Max Tech | 4005.2175 | 23781.726 | 27786.9435 | 1916.0764 | 6.383% | 2.128% | 91.49% | 0 | 3.9922
| All dollar values are in 2009 $ |  |  | * discounted and summed over lifetime of equipment | [7 empty] | All dollar values are in 2009 $ |  |  | * discounted and summed over lifetime of equipment | [7 empty] | All dollar values are in 2009 $ |  |  | * discounted and summed over lifetime of equipment

## AEO2011_ref
AEO 2011 Reference Case
APGA Request: Use AEO 2011 Reference Case Natural Gas Prices.
| Simulation Results NATIONAL - 10000 samples | [9 empty] | AEO 2010 - Reference Case | Simulation Results NATIONAL - Replacements | [9 empty] | AEO 2010 - Reference Case | Simulation Results NATIONAL - New Construction | [9 empty] | AEO 2010 - Reference Case
|  |  | Average LCC Results | [6 empty] | Payback Results |  |  |  | Average LCC Results | [6 empty] | Payback Results |  |  |  | Average LCC Results | [6 empty] | Payback Results
|  |  | Installed | Lifetime |  | LCC | Net | No | Net |  |  |  |  | Installed | Lifetime |  | LCC | Net | No | Net |  |  |  |  | Installed | Lifetime |  | LCC | Net | No | Net
| Level | Description | Price | Oper. Cost* | LCC | Savings | Cost | Impact | Benefit | Median | Average | Level | Description | Price | Oper. Cost* | LCC | Savings | Cost | Impact | Benefit | Median | Average | Level | Description | Price | Oper. Cost* | LCC | Savings | Cost | Impact | Benefit | Median | Average
| NWGF | [10 empty] | NWGF | [10 empty] | NWGF
| 0 | 80% AFUE - Increased HX Area | 1785.73 | 8793.1949 | 10578.9249 | [6 empty] | 0 | 80% AFUE - Increased HX Area | 1590.4526 | 8685.67 | 10276.1227 | [6 empty] | 0 | 80% AFUE - Increased HX Area | 2374.3844 | 9117.3234 | 11491.7077
| 1 | 90% AFUE - Condensing Design | 2356.7381 | 7941.1578 | 10297.8958 | 59.6958 | 26.44% | 52.39% | 21.17% | 18.2248 | 36.6842 | 1 | 90% AFUE - Condensing Design | 2357.2594 | 7844.0595 | 10201.3189 | -38.6467 | 32.79% | 52.08% | 15.13% | 24.2752 | 45.4384 | 1 | 90% AFUE - Condensing Design | 2355.1665 | 8233.8558 | 10589.0224 | 356.1446 | 7.306% | 53.31% | 39.38% | 0 | 9.6227
| 2 | 92% AFUE - Increased HX Area | 2418.7733 | 7789.4902 | 10208.2635 | 102.1012 | 27.67% | 41.81% | 30.52% | 13.736 | 30.5404 | 2 | 92% AFUE - Increased HX Area | 2416.6624 | 7694.0842 | 10110.7467 | 4.6976 | 33.65% | 41.6% | 24.74% | 17.5616 | 37.1437 | 2 | 92% AFUE - Increased HX Area | 2425.1366 | 8077.0869 | 10502.2234 | 395.7196 | 9.635% | 42.43% | 47.93% | 4.2612 | 10.3525
| 3 | 95% AFUE - Increased HX Area | 2564.2727 | 7574.1125 | 10138.3852 | 154.5663 | 39.29% | 16.93% | 43.78% | 13.7134 | 27.0361 | 3 | 95% AFUE - Increased HX Area | 2556.0658 | 7481.0996 | 10037.1655 | 60.7195 | 44.6% | 16.77% | 38.63% | 15.0847 | 30.6937 | 3 | 95% AFUE - Increased HX Area | 2589.0119 | 7854.4955 | 10443.5073 | 437.4631 | 23.28% | 17.42% | 59.29% | 9.7581 | 15.9189
| 4 | 98% AFUE - Max Tech | 2829.8442 | 7473.7566 | 10303.6008 | -10.1108 | 67.67% | 0.46% | 31.87% | 23.8804 | 49.2082 | 4 | 98% AFUE - Max Tech | 2802.3892 | 7379.416 | 10181.8052 | -83.3572 | 70.83% | 0.3862% | 28.78% | 25.0209 | 50.8278 | 4 | 98% AFUE - Max Tech | 2912.606 | 7758.1417 | 10670.7477 | 210.6868 | 58.13% | 0.6825% | 41.19% | 21.4212 | 44.2853
| MHGF | [10 empty] | MHGF | [10 empty] | MHGF
| 0 | 80% AFUE - Increased HX Area | 1431.9065 | 11487.2936 | 12919.2001 | [6 empty] | 0 | 80% AFUE - Increased HX Area | 1215.8435 | 11265.1946 | 12481.0381 | [6 empty] | 0 | 80% AFUE - Increased HX Area | 2727.0096 | 20272.6433 | 22999.6529
| 1 | 90% AFUE - Condensing Design | 2040.3434 | 10463.3409 | 12503.6843 | 376.1479 | 45.18% | 9.66% | 45.16% | 12.0297 | 21.1579 | 1 | 90% AFUE - Condensing Design | 1870.2789 | 10246.3494 | 12116.6282 | 245.6394 | 47.58% | 8.547% | 35.55% | 13.4866 | 23.6461 | 1 | 90% AFUE - Condensing Design | 3621.3764 | 18435.8126 | 22057.1888 | 852.2239 | 38.58% | 9.956% | 51.46% | 10.6828 | 18.649
| 2 | 92% AFUE - Increased HX Area | 2247.8911 | 10258.8354 | 12506.7265 | 372.8904 | 48.5% | 7.68% | 43.82% | 12.9851 | 22.2075 | 2 | 92% AFUE - Increased HX Area | 2097.287 | 10044.3741 | 12141.6611 | 207.6275 | 51.1% | 6.515% | 34.07% | 14.5811 | 25.185 | 2 | 92% AFUE - Increased HX Area | 3927.7188 | 18077.1638 | 22004.8826 | 900.4619 | 41.32% | 8.237% | 50.44% | 11.5865 | 19.1867
| 3 | 96% AFUE - Max Tech | 2540.1415 | 9874.738 | 12414.8795 | 461.4596 | 51.89% | 3.63% | 44.48% | 13.3527 | 21.1185 | 3 | 96% AFUE - Max Tech | 2385.0908 | 9665.0152 | 12050.1061 | 268.9328 | 53.59% | 3.094% | 35% | 14.6076 | 23.2614 | 3 | 96% AFUE - Max Tech | 4424.3277 | 17403.5815 | 21827.9092 | 1070.7476 | 45.34% | 3.858% | 50.8% | 12.2696 | 18.9625
| OF | [10 empty] | OF | [10 empty] | OF
| 0 | 82% AFUE - Increased HX Area | 3008.3814 | 29583.4895 | 32591.8709 | [6 empty] | 0 | 82% AFUE - Increased HX Area | 2845.9174 | 29576.7296 | 32422.647 | [6 empty] | 0 | 82% AFUE - Increased HX Area | 4470.5579 | 29644.3284 | 34114.8863
| 1 | 83% AFUE - Increased HX Area | 3156.7436 | 29250.5111 | 32407.2547 | 11.3336 | 9.91% | 58.28% | 31.81% | 1.0093 | 24.1301 | 1 | 83% AFUE - Increased HX Area | 2986.3676 | 29243.6697 | 32230.0373 | 6.3423 | 9.667% | 58.43% | 31.9% | 0.91792 | 24.88 | 1 | 83% AFUE - Increased HX Area | 4690.1283 | 29312.083 | 34002.2112 | 56.2548 | 12.1% | 56.9% | 31% | 12.6066 | 17.626
| 2 | 84% AFUE - Increased HX Area | 3393.8396 | 28925.2476 | 32319.0872 | -21.2654 | 24.67% | 38.61% | 36.72% | 1.9184 | 34.2875 | 2 | 84% AFUE - Increased HX Area | 3253.2466 | 28918.3266 | 32171.5731 | -55.7511 | 27.03% | 38.58% | 34.39% | 2.0378 | 37.5184 | 2 | 84% AFUE - Increased HX Area | 4659.1773 | 28987.5366 | 33646.714 | 289.1061 | 3.4% | 38.9% | 57.7% | 1.4793 | 5.0558
| 3 | 85% AFUE - Increased HX Area | 3621.7745 | 28607.4348 | 32229.2093 | -30.8556 | 34.97% | 33.04% | 31.99% | 20.0385 | 33.9737 | 3 | 85% AFUE - Increased HX Area | 3509.0218 | 28600.4359 | 32109.4577 | -92.8034 | 38.78% | 33.01% | 28.21% | 22.7739 | 37.4689 | 3 | 85% AFUE - Increased HX Area | 4636.5485 | 28670.4255 | 33306.974 | 526.674 | 0.7% | 33.3% | 66% | 0.96059 | 2.3814
| 4 | 97% AFUE - Max Tech | 4810.1021 | 27198.6337 | 32008.7357 | 189.5469 | 52.13% | 0.93% | 46.94% | 18.5304 | 46.1999 | 4 | 97% AFUE - Max Tech | 4828.321 | 27197.9382 | 32026.2593 | -7.2035 | 56.49% | 0.9% | 42.61% | 20.3719 | 50.3415 | 4 | 97% AFUE - Max Tech | 4646.1321 | 27204.8921 | 31851.0242 | 1960.3011 | 12.9% | 1.2% | 85.9% | 0 | 8.1389
| All dollar values are in 2009 $ |  |  | * discounted and summed over lifetime of equipment | [7 empty] | All dollar values are in 2009 $ |  |  | * discounted and summed over lifetime of equipment | [7 empty] | All dollar values are in 2009 $ |  |  | * discounted and summed over lifetime of equipment
| Simulation Results NORTH | [9 empty] | AEO 2010 - Reference Case | Simulation Results NORTH - Replacements | [9 empty] | AEO 2010 - Reference Case | Simulation Results NORTH - New Construction | [9 empty] | AEO 2010 - Reference Case
|  |  | Average LCC Results | [6 empty] | Payback Results |  |  |  | Average LCC Results | [6 empty] | Payback Results |  |  |  | Average LCC Results | [6 empty] | Payback Results
|  |  | Installed | Lifetime |  | LCC | Net | No | Net |  |  |  |  | Installed | Lifetime |  | LCC | Net | No | Net |  |  |  |  | Installed | Lifetime |  | LCC | Net | No | Net
| Level | Description | Price | Oper. Cost* | LCC | Savings | Cost | Impact | Benefit | Median | Average | Level | Description | Price | Oper. Cost* | LCC | Savings | Cost | Impact | Benefit | Median | Average | Level | Description | Price | Oper. Cost* | LCC | Savings | Cost | Impact | Benefit | Median | Average
| NWGF | 5986 | [9 empty] | NWGF | 4465 | [9 empty] | NWGF | 1521
| 0 | 80% AFUE - Increased HX Area | 1900.8332 | 10575.161 | 12475.9942 | [6 empty] | 0 | 80% AFUE - Increased HX Area | 1712.9291 | 10479.7953 | 12192.7244 | [6 empty] | 0 | 80% AFUE - Increased HX Area | 2452.4385 | 10855.1136 | 13307.552
| 1 | 90% AFUE - Condensing Design | 2473.8886 | 9532.7602 | 12006.6488 | 127.3992 | 11.16% | 71.37% | 17.47% | 11.8353 | 14.9189 | 1 | 90% AFUE - Condensing Design | 2483.0638 | 9446.1729 | 11929.2367 | 62.9832 | 14% | 71.78% | 14.22% | 15.0729 | 18.4945 | 1 | 90% AFUE - Condensing Design | 2446.9543 | 9786.9432 | 12233.8975 | 316.4968 | 2.827% | 70.15% | 27.02% | 2.7699 | 4.9955
| 2 | 92% AFUE - Increased HX Area | 2536.1695 | 9347.1344 | 11883.3039 | 180.2329 | 12.7% | 56.5% | 30.81% | 8.8939 | 11.7512 | 2 | 92% AFUE - Increased HX Area | 2543.1161 | 9261.9099 | 11805.0261 | 115.7478 | 15.34% | 57.02% | 27.64% | 10.3074 | 13.6578 | 2 | 92% AFUE - Increased HX Area | 2515.7771 | 9597.3166 | 12113.0936 | 369.5332 | 4.931% | 54.96% | 40.11% | 5.8554 | 6.4127
| 3 | 95% AFUE - Increased HX Area | 2684.8341 | 9083.4744 | 11768.3085 | 268.122 | 26.38% | 22.92% | 50.7% | 11.1432 | 13.1653 | 3 | 95% AFUE - Increased HX Area | 2686.5803 | 9000.1792 | 11686.7596 | 206.7115 | 28.76% | 22.82% | 48.42% | 11.355 | 13.7711 | 3 | 95% AFUE - Increased HX Area | 2679.7079 | 9327.993 | 12007.7008 | 448.3966 | 19.4% | 23.21% | 57.4% | 10.0949 | 11.378
| 4 | 98% AFUE - Max Tech | 2942.8346 | 8960.7656 | 11903.6002 | 133.6122 | 62.76% | 0.6181% | 36.62% | 20.0752 | 33.2785 | 4 | 98% AFUE - Max Tech | 2924.7882 | 8876.8845 | 11801.6726 | 92.5438 | 64.39% | 0.5375% | 35.07% | 19.919 | 31.7449 | 4 | 98% AFUE - Max Tech | 2995.811 | 9207.0045 | 12202.8155 | 254.1714 | 57.99% | 0.8547% | 41.16% | 21.2669 | 37.7773
| MHGF | 4892 | [9 empty] | MHGF | 2451 | [9 empty] | MHGF | 2441
| 0 | 80% AFUE - Increased HX Area | 1487.6211 | 12768.894 | 14256.5151 | [6 empty] | 0 | 80% AFUE - Increased HX Area | 1413.3584 | 12471.7582 | 13885.1166 | [6 empty] | 0 | 80% AFUE - Increased HX Area | 1562.1881 | 13067.2471 | 14629.4352
| 1 | 90% AFUE - Condensing Design | 2111.7328 | 11690.0796 | 13801.8124 | 413.4059 | 45.83% | 9.669% | 44.5% | 12.2824 | 22.3626 | 1 | 90% AFUE - Condensing Design | 2165.6657 | 11406.0725 | 13571.7382 | 288.2451 | 53.16% | 8.894% | 37.94% | 13.7016 | 24.7447 | 1 | 90% AFUE - Condensing Design | 2057.579 | 11975.2502 | 14032.8291 | 539.0794 | 38.47% | 10.45% | 51.09% | 10.7506 | 19.9153
| 2 | 92% AFUE - Increased HX Area | 2317.8504 | 11461.4225 | 13779.2729 | 433.456 | 48.51% | 7.727% | 43.77% | 12.923 | 21.9184 | 2 | 92% AFUE - Increased HX Area | 2410.4406 | 11182.3092 | 13592.7498 | 267.177 | 56.26% | 6.936% | 36.8% | 14.718 | 24.885 | 2 | 92% AFUE - Increased HX Area | 2224.8809 | 11741.6792 | 13966.5601 | 600.4162 | 40.72% | 8.521% | 50.76% | 11.4082 | 18.8673
| 3 | 96% AFUE - Max Tech | 2610.9557 | 11031.9502 | 13642.906 | 564.7205 | 51.31% | 3.475% | 45.22% | 13.1426 | 18.8369 | 3 | 96% AFUE - Max Tech | 2727.416 | 10762.0277 | 13489.4438 | 368.1514 | 58.51% | 3.101% | 38.39% | 14.391 | 20.8106 | 3 | 96% AFUE - Max Tech | 2494.0183 | 11302.9785 | 13796.9968 | 762.0949 | 44.08% | 3.851% | 52.07% | 11.8365 | 16.8305
| OF | 8939 | [9 empty] | OF | 8033 | [9 empty] | OF | 906
| 0 | 82% AFUE - Increased HX Area | 3062.9575 | 30144.8683 | 33207.8259 | [6 empty] | 0 | 82% AFUE - Increased HX Area | 2896.0383 | 30152.5681 | 33048.6064 | [6 empty] | 0 | 82% AFUE - Increased HX Area | 4542.9379 | 30076.5987 | 34619.5366
| 1 | 83% AFUE - Increased HX Area | 3216.142 | 29805.4209 | 33021.5629 | 10.2782 | 10.09% | 58.1% | 31.8% | 1.0093 | 24.5999 | 1 | 83% AFUE - Increased HX Area | 3041.1908 | 29812.8695 | 32854.0603 | 4.9702 | 9.797% | 58.33% | 31.87% | 0.88091 | 25.3721 | 1 | 83% AFUE - Increased HX Area | 4767.3372 | 29739.3787 | 34506.7158 | 57.3414 | 12.69% | 56.07% | 31.24% | 13.0384 | 18.1115
| 2 | 84% AFUE - Increased HX Area | 3460.4941 | 29473.8383 | 32934.3323 | -25.2767 | 24.99% | 38.57% | 36.44% | 2.0248 | 35.3332 | 2 | 84% AFUE - Increased HX Area | 3316.7407 | 29481.0413 | 32797.782 | -61.4626 | 27.39% | 38.57% | 34.05% | 2.288 | 38.7191 | 2 | 84% AFUE - Increased HX Area | 4735.0754 | 29409.9729 | 34145.0484 | 295.5635 | 3.753% | 38.63% | 57.62% | 1.4394 | 5.2795
| 3 | 85% AFUE - Increased HX Area | 3692.3198 | 29149.8508 | 32842.1707 | -34.5511 | 35.14% | 33.08% | 31.78% | 20.2524 | 34.8523 | 3 | 85% AFUE - Increased HX Area | 3577.2582 | 29156.8138 | 32734.0721 | -99.0436 | 39.01% | 33.08% | 27.91% | 22.9178 | 38.5003 | 3 | 85% AFUE - Increased HX Area | 4712.507 | 29088.1138 | 33800.6208 | 537.2683 | 0.7726% | 33.11% | 66.11% | 0.96176 | 2.4906
| 4 | 97% AFUE - Max Tech | 4897.4179 | 27724.0769 | 32621.4949 | 187.0266 | 52.1% | 0.9061% | 47% | 18.5055 | 47.0748 | 4 | 97% AFUE - Max Tech | 4918.2045 | 27734.4004 | 32652.605 | -14.3823 | 56.43% | 0.8839% | 42.69% | 20.3645 | 51.2844 | 4 | 97% AFUE - Max Tech | 4713.1151 | 27632.5442 | 32345.6593 | 1972.8077 | 13.69% | 1.104% | 85.21% | 0 | 8.5958
| All dollar values are in 2009 $ |  |  | * discounted and summed over lifetime of equipment | [7 empty] | All dollar values are in 2009 $ |  |  | * discounted and summed over lifetime of equipment | [7 empty] | All dollar values are in 2009 $ |  |  | * discounted and summed over lifetime of equipment
| Simulation Results SOUTH | [9 empty] | AEO 2010 - Reference Case | Simulation Results SOUTH - Replacements | [9 empty] | AEO 2010 - Reference Case | Simulation Results SOUTH - New Construction | [9 empty] | AEO 2010 - Reference Case
|  |  | Average LCC Results | [6 empty] | Payback Results |  |  |  | Average LCC Results | [6 empty] | Payback Results |  |  |  | Average LCC Results | [6 empty] | Payback Results
|  |  | Installed | Lifetime |  | LCC | Net | No | Net |  |  |  |  | Installed | Lifetime |  | LCC | Net | No | Net |  |  |  |  | Installed | Lifetime |  | LCC | Net | No | Net
| Level | Description | Price | Oper. Cost* | LCC | Savings | Cost | Impact | Benefit | Median | Average | Level | Description | Price | Oper. Cost* | LCC | Savings | Cost | Impact | Benefit | Median | Average | Level | Description (EF value at 40 Gallon) | Price | Oper. Cost* | LCC | Savings | Cost | Impact | Benefit | Median | Average
| NWGF | 4014 | [9 empty] | NWGF | 3044 | [9 empty] | NWGF | 970
| 0 | 80% AFUE - Increased HX Area | 1614.0789 | 6135.7834 | 7749.8624 | [6 empty] | 0 | 80% AFUE - Increased HX Area | 1410.8017 | 6054.0112 | 7464.8129 | [6 empty] | 0 | 80% AFUE - Increased HX Area | 2251.9922 | 6392.3966 | 8644.3888
| 1 | 90% AFUE - Condensing Design | 2182.0337 | 5567.6321 | 7749.6658 | -41.269 | 49.23% | 24.09% | 26.68% | 27.0761 | 48.9721 | 1 | 90% AFUE - Condensing Design | 2172.727 | 5494.0476 | 7666.7746 | -187.7195 | 60.35% | 23.19% | 16.46% | 35.8968 | 60.0151 | 1 | 90% AFUE - Condensing Design | 2211.2395 | 5798.5508 | 8009.7903 | 418.3139 | 14.33% | 26.91% | 58.76% | 0 | 12.594
| 2 | 92% AFUE - Increased HX Area | 2243.7028 | 5466.6058 | 7710.3085 | -14.4151 | 50% | 19.91% | 30.09% | 24.1962 | 45.7909 | 2 | 92% AFUE - Increased HX Area | 2231.1776 | 5394.3662 | 7625.5438 | -158.1931 | 60.51% | 18.99% | 20.5% | 31.5446 | 55.455 | 2 | 92% AFUE - Increased HX Area | 2283.0086 | 5693.304 | 7976.3125 | 436.781 | 17.01% | 22.78% | 60.21% | 0.31596 | 13.9653
| 3 | 95% AFUE - Increased HX Area | 2384.4818 | 5323.2306 | 7707.7124 | -14.777 | 58.55% | 7.997% | 33.46% | 23.5421 | 44.3943 | 3 | 95% AFUE - Increased HX Area | 2364.6246 | 5252.8833 | 7617.5079 | -153.4244 | 67.84% | 7.884% | 24.28% | 28.8243 | 51.5207 | 3 | 95% AFUE - Increased HX Area | 2446.7967 | 5543.9906 | 7990.7874 | 420.3188 | 29.38% | 8.351% | 62.27% | 8.2302 | 21.8983
| 4 | 98% AFUE - Max Tech | 2661.3439 | 5256.209 | 7917.5529 | -224.4422 | 74.99% | 0.2242% | 24.79% | 34.1291 | 71.2282 | 4 | 98% AFUE - Max Tech | 2622.852 | 5182.8994 | 7805.7514 | -341.3722 | 80.29% | 0.1643% | 19.55% | 38.1678 | 76.6553 | 4 | 98% AFUE - Max Tech | 2782.1372 | 5486.265 | 8268.4022 | 142.5011 | 58.35% | 0.4124% | 41.24% | 22.1011 | 53.8822
| MHGF | 5108 | [9 empty] | MHGF | 2547 | [9 empty] | MHGF | 2561
| 0 | 80% AFUE - Increased HX Area | 1339.974 | 11175.237 | 12515.2111 | [6 empty] | 0 | 80% AFUE - Increased HX Area | 1025.7731 | 10104.108 | 11129.8813 | [6 empty] | 0 | 80% AFUE - Increased HX Area | 3837.2513 | 27140.4184 | 30977.6698
| 1 | 90% AFUE - Condensing Design | 1915.8975 | 10111.3143 | 12027.2117 | 340.4655 | 44.56% | 9.652% | 45.79% | 11.5085 | 20.036 | 1 | 90% AFUE - Condensing Design | 1586.0256 | 9130.3378 | 10716.3634 | 204.6396 | 42.21% | 8.213% | 33.25% | 13.1596 | 22.6043 | 1 | 90% AFUE - Condensing Design | 5111.8994 | 24593.6544 | 29705.5536 | 1150.6956 | 38.7% | 9.488% | 51.82% | 10.5727 | 17.4909
| 2 | 92% AFUE - Increased HX Area | 2124.3295 | 9912.7003 | 12037.0299 | 314.8858 | 48.49% | 7.635% | 43.87% | 13.0037 | 22.4779 | 2 | 92% AFUE - Increased HX Area | 1795.9365 | 8949.3293 | 10745.2659 | 150.3226 | 46.12% | 6.11% | 31.44% | 14.3076 | 25.4692 | 2 | 92% AFUE - Increased HX Area | 5550.7674 | 24115.7884 | 29666.5558 | 1186.4484 | 41.9% | 7.966% | 50.14% | 11.88 | 19.4815
| 3 | 96% AFUE - Max Tech | 2414.5885 | 9539.6719 | 11954.2603 | 362.5652 | 52.45% | 3.778% | 43.77% | 13.7618 | 23.2669 | 3 | 96% AFUE - Max Tech | 2055.6683 | 8609.3507 | 10665.019 | 173.4538 | 48.85% | 3.088% | 31.73% | 15.1045 | 25.5923 | 3 | 96% AFUE - Max Tech | 6264.1891 | 23218.3304 | 29482.5195 | 1364.9378 | 46.54% | 3.866% | 49.59% | 12.8258 | 20.95
| OF | 1061 | [9 empty] | OF | 967 | [9 empty] | OF | 94
| 0 | 82% AFUE - Increased HX Area | 2548.5738 | 24853.8332 | 27402.407 | [6 empty] | 0 | 82% AFUE - Increased HX Area | 2429.556 | 24793.1614 | 27222.7174 | [6 empty] | 0 | 82% AFUE - Increased HX Area | 3772.9381 | 25477.978 | 29250.9161
| 1 | 83% AFUE - Increased HX Area | 2656.3084 | 24575.3559 | 27231.6643 | 20.225 | 8.388% | 59.75% | 31.86% | 1.0848 | 20.013 | 1 | 83% AFUE - Increased HX Area | 2530.9436 | 24515.2499 | 27046.1935 | 17.7406 | 8.583% | 59.26% | 32.16% | 1.0848 | 20.7034 | 1 | 83% AFUE - Increased HX Area | 3945.9658 | 25193.6802 | 29139.6459 | 45.7822 | 6.383% | 64.89% | 28.72% | 8.7225 | 11.7706
| 2 | 84% AFUE - Increased HX Area | 2832.2714 | 24303.3325 | 27135.6038 | 12.5306 | 21.96% | 38.93% | 39.11% | 1.4838 | 25.4265 | 2 | 84% AFUE - Increased HX Area | 2725.7922 | 24243.7793 | 26969.5714 | -8.3046 | 24.1% | 38.68% | 37.23% | 1.467 | 27.5256 | 2 | 84% AFUE - Increased HX Area | 3927.6483 | 24915.9699 | 28843.6181 | 226.8675 | 0% | 41.49% | 58.51% | 1.4974 | 2.7942
| 3 | 85% AFUE - Increased HX Area | 3027.4249 | 24037.5418 | 27064.9667 | 0.27839 | 33.55% | 32.7% | 33.74% | 17.5978 | 26.6126 | 3 | 85% AFUE - Increased HX Area | 2942.1724 | 23978.5289 | 26920.7013 | -40.9654 | 36.81% | 32.47% | 30.71% | 20.3764 | 28.9775 | 3 | 85% AFUE - Increased HX Area | 3904.4376 | 24644.6215 | 28549.0591 | 424.5629 | 0% | 35.11% | 64.89% | 0.92738 | 1.2965
| 4 | 97% AFUE - Max Tech | 4074.4597 | 22771.7368 | 26846.1965 | 210.7809 | 52.4% | 1.131% | 46.47% | 18.6904 | 38.8247 | 4 | 97% AFUE - Max Tech | 4081.6462 | 22741.4743 | 26823.1205 | 52.4315 | 56.98% | 1.034% | 41.99% | 20.4271 | 42.4331 | 4 | 97% AFUE - Max Tech | 4000.5304 | 23083.0538 | 27083.5842 | 1839.7588 | 5.319% | 2.128% | 92.55% | 0 | 4.1049
| All dollar values are in 2009 $ |  |  | * discounted and summed over lifetime of equipment | [7 empty] | All dollar values are in 2009 $ |  |  | * discounted and summed over lifetime of equipment | [7 empty] | All dollar values are in 2009 $ |  |  | * discounted and summed over lifetime of equipment

## High Shale Prices
AEO 2011 High Shale EUR Scenario Prices
APGA Request: AEO 2011 High Shale Case for Natural Gas Prices
| Simulation Results NATIONAL - 10000 samples | [9 empty] | AEO 2010 - Reference Case | Simulation Results NATIONAL - Replacements | [9 empty] | AEO 2010 - Reference Case | Simulation Results NATIONAL - New Construction | [9 empty] | AEO 2010 - Reference Case
|  |  | Average LCC Results | [6 empty] | Payback Results |  |  |  | Average LCC Results | [6 empty] | Payback Results |  |  |  | Average LCC Results | [6 empty] | Payback Results
|  |  | Installed | Lifetime |  | LCC | Net | No | Net |  |  |  |  | Installed | Lifetime |  | LCC | Net | No | Net |  |  |  |  | Installed | Lifetime |  | LCC | Net | No | Net
| Level | Description | Price | Oper. Cost* | LCC | Savings | Cost | Impact | Benefit | Median | Average | Level | Description | Price | Oper. Cost* | LCC | Savings | Cost | Impact | Benefit | Median | Average | Level | Description | Price | Oper. Cost* | LCC | Savings | Cost | Impact | Benefit | Median | Average
| NWGF | [10 empty] | NWGF | [10 empty] | NWGF
| 0 | 80% AFUE - Increased HX Area | 1785.73 | 8060.3895 | 9846.1195 | [6 empty] | 0 | 80% AFUE - Increased HX Area | 1590.4526 | 7961.1583 | 9551.6109 | [6 empty] | 0 | 80% AFUE - Increased HX Area | 2374.3844 | 8359.5171 | 10733.9015
| 1 | 90% AFUE - Condensing Design | 2356.7381 | 7286.651 | 9643.3891 | 29.562 | 27.68% | 52.39% | 19.93% | 20.2771 | 40.3567 | 1 | 90% AFUE - Condensing Design | 2357.2594 | 7196.9817 | 9554.2411 | -68.4742 | 34.27% | 52.08% | 13.65% | 26.9596 | 49.922 | 1 | 90% AFUE - Condensing Design | 2355.1665 | 7556.9549 | 9912.1214 | 325.0872 | 7.828% | 53.31% | 38.86% | 0 | 10.7875
| 2 | 92% AFUE - Increased HX Area | 2418.7733 | 7148.6784 | 9567.4518 | 64.9134 | 29.62% | 41.81% | 28.57% | 15.2918 | 32.4926 | 2 | 92% AFUE - Increased HX Area | 2416.6624 | 7060.5478 | 9477.2101 | -32.098 | 35.93% | 41.6% | 22.47% | 19.6129 | 39.3749 | 2 | 92% AFUE - Increased HX Area | 2425.1366 | 7414.3442 | 9839.4808 | 357.3496 | 10.6% | 42.43% | 46.97% | 4.8171 | 11.4608
| 3 | 95% AFUE - Increased HX Area | 2564.2727 | 6952.7935 | 9517.0661 | 101.7373 | 42.98% | 16.93% | 40.09% | 15.1618 | 29.4265 | 3 | 95% AFUE - Increased HX Area | 2556.0658 | 6866.8368 | 9422.9026 | 8.4039 | 48.4% | 16.77% | 34.84% | 16.7455 | 33.3705 | 3 | 95% AFUE - Increased HX Area | 2589.0119 | 7211.9056 | 9800.9175 | 383.0862 | 26.66% | 17.42% | 55.92% | 10.8587 | 17.4388
| 4 | 98% AFUE - Max Tech | 2829.8442 | 6871.0168 | 9700.8611 | -81.41 | 71.94% | 0.46% | 27.6% | 26.774 | 56.194 | 4 | 98% AFUE - Max Tech | 2802.3892 | 6783.5134 | 9585.9026 | -153.938 | 75.12% | 0.3862% | 24.49% | 27.9133 | 58.2993 | 4 | 98% AFUE - Max Tech | 2912.606 | 7134.7918 | 10047.3978 | 137.2222 | 62.34% | 0.6825% | 36.97% | 23.3951 | 49.7947
| MHGF | [10 empty] | MHGF | [10 empty] | MHGF
| 0 | 80% AFUE - Increased HX Area | 1431.9065 | 11022.0587 | 12453.9652 | [6 empty] | 0 | 80% AFUE - Increased HX Area | 1215.8435 | 10825.6107 | 12041.4542 | [6 empty] | 0 | 80% AFUE - Increased HX Area | 2727.0096 | 19532.3111 | 22259.3207
| 1 | 90% AFUE - Condensing Design | 2040.3434 | 10042.5836 | 12082.927 | 336.2171 | 47.92% | 9.66% | 42.42% | 13.3967 | 24.1168 | 1 | 90% AFUE - Condensing Design | 1870.2789 | 9848.7746 | 11719.0535 | 207.3685 | 50.08% | 8.547% | 33.05% | 15.0374 | 26.146 | 1 | 90% AFUE - Condensing Design | 3621.3764 | 17766.2525 | 21387.6288 | 789.4124 | 41.44% | 9.956% | 48.6% | 11.8733 | 22.0711
| 2 | 92% AFUE - Increased HX Area | 2247.8911 | 9846.7579 | 12094.649 | 324.9918 | 51.03% | 7.68% | 41.29% | 14.3024 | 24.7674 | 2 | 92% AFUE - Increased HX Area | 2097.287 | 9655.0042 | 11752.2912 | 161.7788 | 53.1% | 6.515% | 32.07% | 16.0392 | 27.9988 | 2 | 92% AFUE - Increased HX Area | 3927.7188 | 17421.3917 | 21349.1106 | 825.1414 | 44.26% | 8.237% | 47.5% | 12.857 | 21.4889
| 3 | 96% AFUE - Max Tech | 2540.1415 | 9478.9676 | 12019.1091 | 397.8438 | 54.85% | 3.63% | 41.52% | 14.7844 | 23.5918 | 3 | 96% AFUE - Max Tech | 2385.0908 | 9291.0601 | 11676.1509 | 208.28 | 56.15% | 3.094% | 32.44% | 16.1872 | 25.7137 | 3 | 96% AFUE - Max Tech | 4424.3277 | 16773.714 | 21198.0416 | 970.5822 | 48.56% | 3.858% | 47.58% | 13.5326 | 21.4573
| OF | [10 empty] | OF | [10 empty] | OF
| 0 | 82% AFUE - Increased HX Area | 3008.3814 | 29465.2602 | 32473.6417 | [6 empty] | 0 | 82% AFUE - Increased HX Area | 2845.9174 | 29458.7386 | 32304.6559 | [6 empty] | 0 | 82% AFUE - Increased HX Area | 4470.5579 | 29523.9551 | 33994.513
| 1 | 83% AFUE - Increased HX Area | 3156.7436 | 29133.5906 | 32290.3342 | 10.7776 | 9.91% | 58.28% | 31.81% | 1.0157 | 24.244 | 1 | 83% AFUE - Increased HX Area | 2986.3676 | 29126.9857 | 32113.3533 | 5.7848 | 9.667% | 58.43% | 31.9% | 0.91792 | 25.0003 | 1 | 83% AFUE - Increased HX Area | 4690.1283 | 29193.0342 | 33883.1624 | 55.7127 | 12.1% | 56.9% | 31% | 12.6296 | 17.6853
| 2 | 84% AFUE - Increased HX Area | 3393.8396 | 28809.6056 | 32203.4452 | -22.6111 | 24.68% | 38.61% | 36.71% | 1.9204 | 34.4403 | 2 | 84% AFUE - Increased HX Area | 3253.2466 | 28802.9194 | 32056.1659 | -57.0994 | 27.04% | 38.58% | 34.38% | 2.1039 | 37.6861 | 2 | 84% AFUE - Increased HX Area | 4659.1773 | 28869.7816 | 33528.9589 | 287.7841 | 3.4% | 38.9% | 57.7% | 1.4793 | 5.0742
| 3 | 85% AFUE - Increased HX Area | 3621.7745 | 28493.0421 | 32114.8165 | -33.0462 | 35.02% | 33.04% | 31.94% | 20.1631 | 34.1184 | 3 | 85% AFUE - Increased HX Area | 3509.0218 | 28486.2762 | 31995.298 | -94.9985 | 38.83% | 33.01% | 28.16% | 22.8444 | 37.6283 | 3 | 85% AFUE - Increased HX Area | 4636.5485 | 28553.9347 | 33190.4832 | 524.5244 | 0.7% | 33.3% | 66% | 0.96172 | 2.3921
| 4 | 97% AFUE - Max Tech | 4810.1021 | 27093.0204 | 31903.1224 | 178.6935 | 52.35% | 0.93% | 46.72% | 18.7027 | 47.5593 | 4 | 97% AFUE - Max Tech | 4828.321 | 27092.5911 | 31920.912 | -18.1095 | 56.74% | 0.9% | 42.36% | 20.5273 | 51.6555 | 4 | 97% AFUE - Max Tech | 4646.1321 | 27096.8845 | 31743.0165 | 1949.9198 | 12.8% | 1.2% | 86% | 0 | 9.8309
| All dollar values are in 2009 $ |  |  | * discounted and summed over lifetime of equipment | [7 empty] | All dollar values are in 2009 $ |  |  | * discounted and summed over lifetime of equipment | [7 empty] | All dollar values are in 2009 $ |  |  | * discounted and summed over lifetime of equipment
| Simulation Results NORTH | [9 empty] | AEO 2010 - Reference Case | Simulation Results NORTH - Replacements | [9 empty] | AEO 2010 - Reference Case | Simulation Results NORTH - New Construction | [9 empty] | AEO 2010 - Reference Case
|  |  | Average LCC Results | [6 empty] | Payback Results |  |  |  | Average LCC Results | [6 empty] | Payback Results |  |  |  | Average LCC Results | [6 empty] | Payback Results
|  |  | Installed | Lifetime |  | LCC | Net | No | Net |  |  |  |  | Installed | Lifetime |  | LCC | Net | No | Net |  |  |  |  | Installed | Lifetime |  | LCC | Net | No | Net
| Level | Description | Price | Oper. Cost* | LCC | Savings | Cost | Impact | Benefit | Median | Average | Level | Description | Price | Oper. Cost* | LCC | Savings | Cost | Impact | Benefit | Median | Average | Level | Description | Price | Oper. Cost* | LCC | Savings | Cost | Impact | Benefit | Median | Average
| NWGF | 5986 | [9 empty] | NWGF | 4465 | [9 empty] | NWGF | 1521
| 0 | 80% AFUE - Increased HX Area | 1900.8332 | 9630.3674 | 11531.2005 | [6 empty] | 0 | 80% AFUE - Increased HX Area | 1712.9291 | 9539.2926 | 11252.2216 | [6 empty] | 0 | 80% AFUE - Increased HX Area | 2452.4385 | 9897.7236 | 12350.1621
| 1 | 90% AFUE - Condensing Design | 2473.8886 | 8689.2144 | 11163.103 | 98.1184 | 12.16% | 71.37% | 16.47% | 13.2387 | 16.7211 | 1 | 90% AFUE - Condensing Design | 2483.0638 | 8606.5123 | 11089.5761 | 34.2822 | 15.25% | 71.78% | 12.97% | 16.7517 | 20.7373 | 1 | 90% AFUE - Condensing Design | 2446.9543 | 8931.9919 | 11378.9462 | 285.5139 | 3.09% | 70.15% | 26.76% | 3.0395 | 5.5747
| 2 | 92% AFUE - Increased HX Area | 2536.1695 | 8521.2916 | 11057.461 | 143.1059 | 14.5% | 56.5% | 29% | 9.9457 | 13.0472 | 2 | 92% AFUE - Increased HX Area | 2543.1161 | 8439.877 | 10982.9931 | 79.3354 | 17.45% | 57.02% | 25.53% | 11.865 | 15.1479 | 2 | 92% AFUE - Increased HX Area | 2515.7771 | 8760.2897 | 11276.0668 | 330.3084 | 5.851% | 54.96% | 39.18% | 6.5687 | 7.165
| 3 | 95% AFUE - Increased HX Area | 2684.8341 | 8282.8269 | 10967.661 | 211.5288 | 30.69% | 22.92% | 46.39% | 12.3172 | 14.6504 | 3 | 95% AFUE - Increased HX Area | 2686.5803 | 8203.2337 | 10889.814 | 150.872 | 33.37% | 22.82% | 43.81% | 12.5706 | 15.3383 | 3 | 95% AFUE - Increased HX Area | 2679.7079 | 8516.4782 | 11196.1861 | 389.591 | 22.81% | 23.21% | 53.98% | 11.1297 | 12.6208
| 4 | 98% AFUE - Max Tech | 2942.8346 | 8184.4163 | 11127.2509 | 52.8599 | 68.09% | 0.6181% | 31.29% | 22.2943 | 36.3045 | 4 | 98% AFUE - Max Tech | 2924.7882 | 8104.1319 | 11028.9201 | 12.6492 | 69.85% | 0.5375% | 29.61% | 22.1322 | 34.9757 | 4 | 98% AFUE - Max Tech | 2995.811 | 8420.0966 | 11415.9076 | 170.9012 | 62.92% | 0.8547% | 36.23% | 22.9767 | 40.1955
| MHGF | 4892 | [9 empty] | MHGF | 2451 | [9 empty] | MHGF | 2441
| 0 | 80% AFUE - Increased HX Area | 1487.6211 | 12136.6314 | 13624.2526 | [6 empty] | 0 | 80% AFUE - Increased HX Area | 1413.3584 | 11834.2255 | 13247.5839 | [6 empty] | 0 | 80% AFUE - Increased HX Area | 1562.1881 | 12440.2762 | 14002.4643
| 1 | 90% AFUE - Condensing Design | 2111.7328 | 11117.8627 | 13229.5956 | 359.7932 | 49.63% | 9.669% | 40.7% | 13.8255 | 26.3027 | 1 | 90% AFUE - Condensing Design | 2165.6657 | 10829.6771 | 12995.3429 | 232.657 | 56.96% | 8.894% | 34.15% | 15.3411 | 27.5388 | 1 | 90% AFUE - Condensing Design | 2057.579 | 11407.229 | 13464.8079 | 487.4503 | 42.28% | 10.45% | 47.28% | 12.0621 | 25.0332
| 2 | 92% AFUE - Increased HX Area | 2317.8504 | 10901.0232 | 13218.8736 | 369.0555 | 52% | 7.727% | 40.27% | 14.4142 | 24.8851 | 2 | 92% AFUE - Increased HX Area | 2410.4406 | 10617.835 | 13028.2756 | 200.5578 | 59.12% | 6.936% | 33.95% | 16.4181 | 28.0629 | 2 | 92% AFUE - Increased HX Area | 2224.8809 | 11185.3716 | 13410.2525 | 538.2435 | 44.86% | 8.521% | 46.62% | 12.7806 | 21.6164
| 3 | 96% AFUE - Max Tech | 2610.9557 | 10493.7532 | 13104.7089 | 478.9443 | 55.07% | 3.475% | 41.46% | 14.6066 | 21.655 | 3 | 96% AFUE - Max Tech | 2727.416 | 10219.9502 | 12947.3662 | 279.8977 | 62.26% | 3.101% | 34.64% | 16.1421 | 23.3974 | 3 | 96% AFUE - Max Tech | 2494.0183 | 10768.6778 | 13262.6961 | 678.8063 | 47.85% | 3.851% | 48.3% | 13.3365 | 19.8845
| OF | 8939 | [9 empty] | OF | 8033 | [9 empty] | OF | 906
| 0 | 82% AFUE - Increased HX Area | 3062.9575 | 30022.434 | 33085.3916 | [6 empty] | 0 | 82% AFUE - Increased HX Area | 2896.0383 | 30030.3076 | 32926.3459 | [6 empty] | 0 | 82% AFUE - Increased HX Area | 4542.9379 | 29952.6234 | 34495.5613
| 1 | 83% AFUE - Increased HX Area | 3216.142 | 29684.3428 | 32900.4847 | 9.6991 | 10.09% | 58.1% | 31.8% | 1.0093 | 24.7223 | 1 | 83% AFUE - Increased HX Area | 3041.1908 | 29691.9642 | 32733.155 | 4.3897 | 9.797% | 58.33% | 31.87% | 0.88091 | 25.5023 | 1 | 83% AFUE - Increased HX Area | 4767.3372 | 29616.7677 | 34384.1049 | 56.7751 | 12.69% | 56.07% | 31.24% | 13.1796 | 18.1689
| 2 | 84% AFUE - Increased HX Area | 3460.4941 | 29354.0848 | 32814.5788 | -26.6759 | 25% | 38.57% | 36.42% | 2.0248 | 35.488 | 2 | 84% AFUE - Increased HX Area | 3316.7407 | 29361.4598 | 32678.2004 | -62.8647 | 27.4% | 38.57% | 34.03% | 2.288 | 38.8894 | 2 | 84% AFUE - Increased HX Area | 4735.0754 | 29288.6948 | 34023.7702 | 294.1899 | 3.753% | 38.63% | 57.62% | 1.4449 | 5.2984
| 3 | 85% AFUE - Increased HX Area | 3692.3198 | 29031.3917 | 32723.7115 | -36.8263 | 35.19% | 33.08% | 31.73% | 20.3901 | 34.9951 | 3 | 85% AFUE - Increased HX Area | 3577.2582 | 29038.5258 | 32615.784 | -101.324 | 39.08% | 33.08% | 27.85% | 23.0161 | 38.6579 | 3 | 85% AFUE - Increased HX Area | 4712.507 | 28968.138 | 33680.645 | 535.0395 | 0.7726% | 33.11% | 66.11% | 0.96176 | 2.5011
| 4 | 97% AFUE - Max Tech | 4897.4179 | 27614.6423 | 32512.0602 | 175.8453 | 52.32% | 0.9061% | 46.77% | 18.6799 | 48.4349 | 4 | 97% AFUE - Max Tech | 4918.2045 | 27625.1889 | 32543.3934 | -25.6359 | 56.69% | 0.8839% | 42.42% | 20.5398 | 52.5842 | 4 | 97% AFUE - Max Tech | 4713.1151 | 27521.1314 | 32234.2464 | 1962.2674 | 13.58% | 1.104% | 85.32% | 0 | 10.459
| All dollar values are in 2009 $ |  |  | * discounted and summed over lifetime of equipment | [7 empty] | All dollar values are in 2009 $ |  |  | * discounted and summed over lifetime of equipment | [7 empty] | All dollar values are in 2009 $ |  |  | * discounted and summed over lifetime of equipment
| Simulation Results SOUTH | [9 empty] | AEO 2010 - Reference Case | Simulation Results SOUTH - Replacements | [9 empty] | AEO 2010 - Reference Case | Simulation Results SOUTH - New Construction | [9 empty] | AEO 2010 - Reference Case
|  |  | Average LCC Results | [6 empty] | Payback Results |  |  |  | Average LCC Results | [6 empty] | Payback Results |  |  |  | Average LCC Results | [6 empty] | Payback Results
|  |  | Installed | Lifetime |  | LCC | Net | No | Net |  |  |  |  | Installed | Lifetime |  | LCC | Net | No | Net |  |  |  |  | Installed | Lifetime |  | LCC | Net | No | Net
| Level | Description | Price | Oper. Cost* | LCC | Savings | Cost | Impact | Benefit | Median | Average | Level | Description | Price | Oper. Cost* | LCC | Savings | Cost | Impact | Benefit | Median | Average | Level | Description (EF value at 40 Gallon) | Price | Oper. Cost* | LCC | Savings | Cost | Impact | Benefit | Median | Average
| NWGF | 4014 | [9 empty] | NWGF | 3044 | [9 empty] | NWGF | 970
| 0 | 80% AFUE - Increased HX Area | 1614.0789 | 5719.112 | 7333.191 | [6 empty] | 0 | 80% AFUE - Increased HX Area | 1410.8017 | 5646.3193 | 7057.1211 | [6 empty] | 0 | 80% AFUE - Increased HX Area | 2251.9922 | 5947.5459 | 8199.5382
| 1 | 90% AFUE - Condensing Design | 2182.0337 | 5195.0356 | 7377.0693 | -72.675 | 50.82% | 24.09% | 25.09% | 29.9838 | 53.7005 | 1 | 90% AFUE - Condensing Design | 2172.727 | 5129.454 | 7302.181 | -219.1993 | 62.16% | 23.19% | 14.65% | 40.1285 | 65.7111 | 1 | 90% AFUE - Condensing Design | 2211.2395 | 5400.8401 | 7612.0796 | 387.1397 | 15.26% | 26.91% | 57.84% | 0 | 14.1349
| 2 | 92% AFUE - Increased HX Area | 2243.7028 | 5101.7272 | 7345.43 | -51.6935 | 52.17% | 19.91% | 27.93% | 26.9294 | 48.3053 | 2 | 92% AFUE - Increased HX Area | 2231.1776 | 5037.3201 | 7268.4976 | -195.5507 | 63.04% | 18.99% | 17.97% | 34.9091 | 58.3026 | 2 | 92% AFUE - Increased HX Area | 2283.0086 | 5303.8461 | 7586.8547 | 399.7512 | 18.04% | 22.78% | 59.18% | 0.346 | 15.4053
| 3 | 95% AFUE - Increased HX Area | 2384.4818 | 4969.3405 | 7353.8223 | -61.9926 | 61.31% | 7.997% | 30.69% | 26.1438 | 47.9377 | 3 | 95% AFUE - Increased HX Area | 2364.6246 | 4906.5832 | 7271.2078 | -200.5711 | 70.43% | 7.884% | 21.68% | 31.8367 | 55.5868 | 3 | 95% AFUE - Increased HX Area | 2446.7967 | 5166.282 | 7613.0787 | 372.8864 | 32.68% | 8.351% | 58.97% | 9.022 | 23.7903
| 4 | 98% AFUE - Max Tech | 2661.3439 | 4912.3699 | 7573.7138 | -281.6441 | 77.68% | 0.2242% | 22.1% | 38.51 | 83.0276 | 4 | 98% AFUE - Max Tech | 2622.852 | 4846.4038 | 7469.2558 | -398.2914 | 82.85% | 0.1643% | 16.98% | 43.0127 | 89.0852 | 4 | 98% AFUE - Max Tech | 2782.1372 | 5119.381 | 7901.5181 | 84.4121 | 61.44% | 0.4124% | 38.14% | 24.6612 | 63.642
| MHGF | 5108 | [9 empty] | MHGF | 2547 | [9 empty] | MHGF | 2561
| 0 | 80% AFUE - Increased HX Area | 1339.974 | 10865.6876 | 12205.6616 | [6 empty] | 0 | 80% AFUE - Increased HX Area | 1025.7731 | 9855.0121 | 10880.7852 | [6 empty] | 0 | 80% AFUE - Increased HX Area | 3837.2513 | 26292.0367 | 30129.288
| 1 | 90% AFUE - Condensing Design | 1915.8975 | 9831.4091 | 11747.3066 | 313.6378 | 46.28% | 9.652% | 44.07% | 12.7039 | 22.0909 | 1 | 90% AFUE - Condensing Design | 1586.0256 | 8904.8437 | 10490.8692 | 183.0332 | 43.46% | 8.213% | 32% | 14.1188 | 24.832 | 1 | 90% AFUE - Condensing Design | 5111.8994 | 23827.3131 | 28939.2124 | 1077.2256 | 40.65% | 9.488% | 49.86% | 11.7511 | 19.3747
| 2 | 92% AFUE - Increased HX Area | 2124.3295 | 9638.5474 | 11762.8769 | 282.7915 | 50.1% | 7.635% | 42.27% | 14.018 | 24.6577 | 2 | 92% AFUE - Increased HX Area | 1795.9365 | 8728.4638 | 10524.4004 | 124.4615 | 47.31% | 6.11% | 30.26% | 15.6322 | 27.9382 | 2 | 92% AFUE - Increased HX Area | 5550.7674 | 23365.2126 | 28915.98 | 1098.5962 | 43.69% | 7.966% | 48.34% | 12.9851 | 21.3716
| 3 | 96% AFUE - Max Tech | 2414.5885 | 9276.3259 | 11690.9143 | 320.1728 | 54.64% | 3.778% | 41.58% | 15.0034 | 25.415 | 3 | 96% AFUE - Max Tech | 2055.6683 | 8397.1812 | 10452.8495 | 139.3617 | 50.26% | 3.088% | 30.32% | 16.3258 | 27.9157 | 3 | 96% AFUE - Max Tech | 6264.1891 | 22497.3741 | 28761.5631 | 1248.6865 | 49.24% | 3.866% | 46.9% | 13.9549 | 22.9234
| OF | 1061 | [9 empty] | OF | 967 | [9 empty] | OF | 94
| 0 | 82% AFUE - Increased HX Area | 2548.5738 | 24771.0316 | 27319.6054 | [6 empty] | 0 | 82% AFUE - Increased HX Area | 2429.556 | 24710.6373 | 27140.1933 | [6 empty] | 0 | 82% AFUE - Increased HX Area | 3772.9381 | 25392.3221 | 29165.2602
| 1 | 83% AFUE - Increased HX Area | 2656.3084 | 24493.4644 | 27149.7728 | 19.8636 | 8.388% | 59.75% | 31.86% | 1.0848 | 20.0527 | 1 | 83% AFUE - Increased HX Area | 2530.9436 | 24433.633 | 26964.5766 | 17.3742 | 8.583% | 59.26% | 32.16% | 1.0848 | 20.7396 | 1 | 83% AFUE - Increased HX Area | 3945.9658 | 25108.964 | 29054.9297 | 45.4725 | 6.383% | 64.89% | 28.72% | 8.7225 | 11.8525
| 2 | 84% AFUE - Increased HX Area | 2832.2714 | 24222.3299 | 27054.6013 | 11.636 | 21.96% | 38.93% | 39.11% | 1.4838 | 25.562 | 2 | 84% AFUE - Increased HX Area | 2725.7922 | 24163.0485 | 26888.8407 | -9.206 | 24.1% | 38.68% | 37.23% | 1.467 | 27.6724 | 2 | 84% AFUE - Increased HX Area | 3927.6483 | 24832.1716 | 28759.8199 | 226.0427 | 0% | 41.49% | 58.51% | 1.4974 | 2.8082
| 3 | 85% AFUE - Increased HX Area | 3027.4249 | 23957.4079 | 26984.8329 | -1.1993 | 33.55% | 32.7% | 33.74% | 17.5978 | 26.773 | 3 | 85% AFUE - Increased HX Area | 2942.1724 | 23898.664 | 26840.8365 | -42.452 | 36.81% | 32.47% | 30.71% | 20.6905 | 29.1517 | 3 | 85% AFUE - Increased HX Area | 3904.4376 | 24561.7202 | 28466.1578 | 423.1771 | 0% | 35.11% | 64.89% | 0.92738 | 1.3092
| 4 | 97% AFUE - Max Tech | 4074.4597 | 22698.319 | 26772.7787 | 202.6894 | 52.59% | 1.131% | 46.28% | 18.7785 | 40.1736 | 4 | 97% AFUE - Max Tech | 4081.6462 | 22668.2286 | 26749.8748 | 44.4136 | 57.19% | 1.034% | 41.78% | 20.4898 | 43.868 | 4 | 97% AFUE - Max Tech | 4000.5304 | 23007.8663 | 27008.3967 | 1830.91 | 5.319% | 2.128% | 92.55% | 0 | 4.2326
| All dollar values are in 2009 $ |  |  | * discounted and summed over lifetime of equipment | [7 empty] | All dollar values are in 2009 $ |  |  | * discounted and summed over lifetime of equipment | [7 empty] | All dollar values are in 2009 $ |  |  | * discounted and summed over lifetime of equipment

## ESWH for Orphaned GSWH
ESWH Switch for GSWH
APGA Request: AEO 2011 High Shale Case for Natural Gas Prices
| Simulation Results NATIONAL - 10000 samples | [9 empty] | AEO 2010 - Reference Case | Simulation Results NATIONAL - Replacements | [9 empty] | AEO 2010 - Reference Case | Simulation Results NATIONAL - New Construction | [9 empty] | AEO 2010 - Reference Case
|  |  | Average LCC Results | [6 empty] | Payback Results |  |  |  | Average LCC Results | [6 empty] | Payback Results |  |  |  | Average LCC Results | [6 empty] | Payback Results
|  |  | Installed | Lifetime |  | LCC | Net | No | Net |  |  |  |  | Installed | Lifetime |  | LCC | Net | No | Net |  |  |  |  | Installed | Lifetime |  | LCC | Net | No | Net
| Level | Description | Price | Oper. Cost* | LCC | Savings | Cost | Impact | Benefit | Median | Average | Level | Description | Price | Oper. Cost* | LCC | Savings | Cost | Impact | Benefit | Median | Average | Level | Description | Price | Oper. Cost* | LCC | Savings | Cost | Impact | Benefit | Median | Average
| NWGF | [10 empty] | NWGF | [10 empty] | NWGF
| 0 | 80% AFUE - Increased HX Area | 1781.3316 | 9551.3987 | 11332.7302 | [6 empty] | 0 | 80% AFUE - Increased HX Area | 1586.1312 | 9440.8922 | 11027.0234 | [6 empty] | 0 | 80% AFUE - Increased HX Area | 2369.7536 | 9884.5151 | 12254.2687
| 1 | 90% AFUE - Condensing Design | 2343.419 | 8646.154 | 10989.5731 | 75.5876 | 25.63% | 52.39% | 21.98% | 16.1422 | 33.5483 | 1 | 90% AFUE - Condensing Design | 2338.3616 | 8543.1524 | 10881.514 | -17.2762 | 31.31% | 52.08% | 16.61% | 21.1621 | 41.0559 | 1 | 90% AFUE - Condensing Design | 2358.6646 | 8956.6473 | 11315.312 | 355.5211 | 8.511% | 53.31% | 38.18% | 0.15296 | 10.2101
| 2 | 92% AFUE - Increased HX Area | 2405.4543 | 8480.4807 | 10885.935 | 124.9591 | 26.53% | 41.81% | 31.66% | 11.8858 | 28.2443 | 2 | 92% AFUE - Increased HX Area | 2397.7646 | 8379.2225 | 10776.987 | 33.0451 | 31.83% | 41.6% | 26.57% | 15.4481 | 34.0285 | 2 | 92% AFUE - Increased HX Area | 2428.6347 | 8785.7189 | 11214.3536 | 402.0294 | 10.56% | 42.43% | 47.01% | 4.444 | 10.4868
| 3 | 95% AFUE - Increased HX Area | 2550.9537 | 8245.1668 | 10796.1205 | 193.3487 | 36.62% | 16.93% | 46.45% | 11.7023 | 24.2251 | 3 | 95% AFUE - Increased HX Area | 2537.168 | 8146.3742 | 10683.5422 | 105.0428 | 41.51% | 16.77% | 41.72% | 12.993 | 27.1934 | 3 | 95% AFUE - Increased HX Area | 2592.5099 | 8542.9723 | 11135.4823 | 459.5425 | 21.88% | 17.42% | 60.7% | 8.632 | 15.1881
| 4 | 98% AFUE - Max Tech | 2816.5252 | 8139.1479 | 10955.6731 | 34.2792 | 64.51% | 0.46% | 35.03% | 20.1276 | 44.2313 | 4 | 98% AFUE - Max Tech | 2783.4914 | 8038.4349 | 10821.9263 | -32.8088 | 67.27% | 0.3862% | 32.35% | 20.5857 | 44.6717 | 4 | 98% AFUE - Max Tech | 2916.1041 | 8442.7422 | 11358.8462 | 236.5126 | 56.2% | 0.6825% | 43.12% | 18.4164 | 42.8888
| MHGF | [10 empty] | MHGF | [10 empty] | MHGF
| 0 | 80% AFUE - Increased HX Area | 1431.9065 | 11748.8824 | 13180.7889 | [6 empty] | 0 | 80% AFUE - Increased HX Area | 1215.8435 | 11552.4598 | 12768.3032 | [6 empty] | 0 | 80% AFUE - Increased HX Area | 2727.0096 | 20743.4498 | 23470.4594
| 1 | 90% AFUE - Condensing Design | 2039.7865 | 10712.2265 | 12752.0131 | 388.514 | 43.65% | 9.66% | 46.69% | 10.5169 | 17.8333 | 1 | 90% AFUE - Condensing Design | 1869.3551 | 10516.4877 | 12385.8428 | 259.1814 | 46.33% | 8.547% | 36.81% | 11.7258 | 19.759 | 1 | 90% AFUE - Condensing Design | 3621.3764 | 18878.827 | 22500.2034 | 876.8864 | 36.91% | 9.956% | 53.14% | 9.3303 | 15.8925
| 2 | 92% AFUE - Increased HX Area | 2250.769 | 10502.9851 | 12753.7541 | 386.7197 | 47.03% | 7.68% | 45.29% | 11.6621 | 19.2737 | 2 | 92% AFUE - Increased HX Area | 2101.8997 | 10309.2497 | 12411.1493 | 221.8016 | 49.89% | 6.515% | 35.27% | 13.0068 | 21.7054 | 2 | 92% AFUE - Increased HX Area | 3931.8211 | 18511.6961 | 22443.5172 | 928.2311 | 39.7% | 8.237% | 52.06% | 10.216 | 16.8087
| 3 | 96% AFUE - Max Tech | 2539.9779 | 10109.9902 | 12649.9681 | 485.9631 | 50.1% | 3.63% | 46.27% | 11.9222 | 19.24 | 3 | 96% AFUE - Max Tech | 2384.5378 | 9920.0035 | 12304.5412 | 293.7968 | 52.28% | 3.094% | 36.3% | 12.9958 | 21.1946 | 3 | 96% AFUE - Max Tech | 4424.3277 | 17822.1783 | 22246.5059 | 1117.4723 | 43.16% | 3.858% | 52.98% | 10.9461 | 17.2731
| OF | [10 empty] | OF | [10 empty] | OF
| 0 | 82% AFUE - Increased HX Area | 3008.1645 | 30286.8548 | 33295.0193 | [6 empty] | 0 | 82% AFUE - Increased HX Area | 2845.9174 | 30278.5343 | 33124.4516 | [6 empty] | 0 | 82% AFUE - Increased HX Area | 4468.3887 | 30361.7397 | 34830.1284
| 1 | 83% AFUE - Increased HX Area | 3164.6965 | 29945.8335 | 33110.5301 | 6.4913 | 10.61% | 58.28% | 31.11% | 1.0277 | 23.879 | 1 | 83% AFUE - Increased HX Area | 2995.8666 | 29937.4468 | 32933.3133 | 0.21277 | 10.41% | 58.43% | 31.16% | 0.93758 | 24.5258 | 1 | 83% AFUE - Increased HX Area | 4684.1667 | 30021.314 | 34705.4808 | 62.9983 | 12.4% | 56.9% | 30.7% | 12.2183 | 18.2694
| 2 | 84% AFUE - Increased HX Area | 3396.9361 | 29612.7133 | 33009.6494 | -16.4455 | 24.74% | 38.61% | 36.65% | 2.0248 | 32.7793 | 2 | 84% AFUE - Increased HX Area | 3256.2765 | 29604.2618 | 32860.5383 | -50.5935 | 27.07% | 38.58% | 34.36% | 2.288 | 35.7988 | 2 | 84% AFUE - Increased HX Area | 4662.8723 | 29688.7765 | 34351.6488 | 290.8863 | 3.8% | 38.9% | 57.3% | 1.4078 | 5.4599
| 3 | 85% AFUE - Increased HX Area | 3619.0481 | 29287.2234 | 32906.2716 | -15.0425 | 34.48% | 33.04% | 32.48% | 19.8528 | 33.3405 | 3 | 85% AFUE - Increased HX Area | 3506.586 | 29278.7085 | 32785.2945 | -76.9957 | 38.21% | 33.01% | 28.78% | 22.526 | 36.7873 | 3 | 85% AFUE - Increased HX Area | 4631.2077 | 29363.8571 | 33995.0647 | 542.5355 | 0.9% | 33.3% | 65.8% | 0.92324 | 2.1853
| 4 | 97% AFUE - Max Tech | 4813.3359 | 27809.1835 | 32622.5193 | 267.8356 | 51.29% | 0.93% | 47.78% | 18.359 | 46.4244 | 4 | 97% AFUE - Max Tech | 4832.797 | 27806.3283 | 32639.1252 | 70.8318 | 55.7% | 0.9% | 43.4% | 19.972 | 50.534 | 4 | 97% AFUE - Max Tech | 4638.1856 | 27834.8805 | 32473.0661 | 2040.8694 | 11.6% | 1.2% | 87.2% | 0 | 9.0527
| All dollar values are in 2009 $ |  |  | * discounted and summed over lifetime of equipment | [7 empty] | All dollar values are in 2009 $ |  |  | * discounted and summed over lifetime of equipment | [7 empty] | All dollar values are in 2009 $ |  |  | * discounted and summed over lifetime of equipment
| Simulation Results NORTH | [9 empty] | AEO 2010 - Reference Case | Simulation Results NORTH - Replacements | [9 empty] | AEO 2010 - Reference Case | Simulation Results NORTH - New Construction | [9 empty] | AEO 2010 - Reference Case
|  |  | Average LCC Results | [6 empty] | Payback Results |  |  |  | Average LCC Results | [6 empty] | Payback Results |  |  |  | Average LCC Results | [6 empty] | Payback Results
|  |  | Installed | Lifetime |  | LCC | Net | No | Net |  |  |  |  | Installed | Lifetime |  | LCC | Net | No | Net |  |  |  |  | Installed | Lifetime |  | LCC | Net | No | Net
| Level | Description | Price | Oper. Cost* | LCC | Savings | Cost | Impact | Benefit | Median | Average | Level | Description | Price | Oper. Cost* | LCC | Savings | Cost | Impact | Benefit | Median | Average | Level | Description | Price | Oper. Cost* | LCC | Savings | Cost | Impact | Benefit | Median | Average
| NWGF | 5986 | [9 empty] | NWGF | 4465 | [9 empty] | NWGF | 1521
| 0 | 80% AFUE - Increased HX Area | 1893.6823 | 11553.133 | 13446.8153 | [6 empty] | 0 | 80% AFUE - Increased HX Area | 1704.6567 | 11463.8086 | 13168.4653 | [6 empty] | 0 | 80% AFUE - Increased HX Area | 2448.5799 | 11815.351 | 14263.9309
| 1 | 90% AFUE - Condensing Design | 2453.9087 | 10435.346 | 12889.2548 | 147.7146 | 10.14% | 71.37% | 18.49% | 10.1555 | 13.0958 | 1 | 90% AFUE - Condensing Design | 2456.2395 | 10349.7645 | 12806.004 | 86.7486 | 12.5% | 71.78% | 15.72% | 12.6603 | 16.1064 | 1 | 90% AFUE - Condensing Design | 2447.0666 | 10686.5765 | 13133.6431 | 326.6843 | 3.222% | 70.15% | 26.63% | 3.0947 | 4.6745
| 2 | 92% AFUE - Increased HX Area | 2516.1895 | 10231.5394 | 12747.7289 | 208.4774 | 11.29% | 56.5% | 32.21% | 7.6761 | 10.3551 | 2 | 92% AFUE - Increased HX Area | 2516.2918 | 10147.2038 | 12663.4956 | 147.4461 | 13.39% | 57.02% | 29.59% | 8.8219 | 11.8192 | 2 | 92% AFUE - Increased HX Area | 2515.8893 | 10479.1122 | 12995.0015 | 387.6391 | 5.128% | 54.96% | 39.91% | 5.2389 | 6.2399
| 3 | 95% AFUE - Increased HX Area | 2664.8541 | 9942.0021 | 12606.8563 | 316.3533 | 22.99% | 22.92% | 54.09% | 9.411 | 11.5036 | 3 | 95% AFUE - Increased HX Area | 2659.756 | 9859.4298 | 12519.1858 | 258.6344 | 25.15% | 22.82% | 52.03% | 9.5903 | 11.9298 | 3 | 95% AFUE - Increased HX Area | 2679.8201 | 10184.3988 | 12864.219 | 485.7911 | 16.63% | 23.21% | 60.16% | 8.7638 | 10.245
| 4 | 98% AFUE - Max Tech | 2922.8547 | 9810.2609 | 12733.1156 | 190.8473 | 58.79% | 0.6181% | 40.59% | 17.1555 | 28.5086 | 4 | 98% AFUE - Max Tech | 2897.9639 | 9726.2711 | 12624.235 | 154.3116 | 59.84% | 0.5375% | 39.62% | 16.9779 | 26.6016 | 4 | 98% AFUE - Max Tech | 2995.9233 | 10056.8189 | 13052.7422 | 298.1005 | 55.69% | 0.8547% | 43.46% | 18.024 | 34.1486
| MHGF | 4892 | [9 empty] | MHGF | 2451 | [9 empty] | MHGF | 2441
| 0 | 80% AFUE - Increased HX Area | 1487.6211 | 13060.1766 | 14547.7977 | [6 empty] | 0 | 80% AFUE - Increased HX Area | 1413.3584 | 12796.7118 | 14210.0702 | [6 empty] | 0 | 80% AFUE - Increased HX Area | 1562.1881 | 13324.7207 | 14886.9088
| 1 | 90% AFUE - Condensing Design | 2111.7251 | 11974.3163 | 14086.0414 | 419.5455 | 43.97% | 9.669% | 46.36% | 10.6886 | 17.1846 | 1 | 90% AFUE - Condensing Design | 2165.6503 | 11718.4391 | 13884.0893 | 299.5462 | 51.9% | 8.894% | 39.21% | 11.8545 | 18.6912 | 1 | 90% AFUE - Condensing Design | 2057.579 | 12231.2418 | 14288.8208 | 540.0364 | 36.01% | 10.45% | 53.54% | 9.1336 | 15.6385
| 2 | 92% AFUE - Increased HX Area | 2325.0492 | 11740.3519 | 14065.4011 | 438.3365 | 46.63% | 7.727% | 45.65% | 11.4886 | 17.4909 | 2 | 92% AFUE - Increased HX Area | 2423.5032 | 11488.7229 | 13912.2261 | 274.0808 | 55% | 6.936% | 38.07% | 12.9659 | 19.5787 | 2 | 92% AFUE - Increased HX Area | 2226.1918 | 11993.0118 | 14219.2036 | 603.2652 | 38.22% | 8.521% | 53.26% | 10.0164 | 15.3475
| 3 | 96% AFUE - Max Tech | 2611.9495 | 11300.9088 | 13912.8582 | 584.5679 | 48.88% | 3.475% | 47.65% | 11.5406 | 16.6767 | 3 | 96% AFUE - Max Tech | 2729.3995 | 11057.2576 | 13786.6571 | 394.3017 | 56.87% | 3.101% | 40.02% | 12.7129 | 18.4399 | 3 | 96% AFUE - Max Tech | 2494.0183 | 11545.5581 | 14039.5764 | 775.6136 | 40.84% | 3.851% | 55.31% | 10.3533 | 14.8834
| OF | 8939 | [9 empty] | OF | 8033 | [9 empty] | OF | 906
| 0 | 82% AFUE - Increased HX Area | 3062.7168 | 30842.4519 | 33905.1687 | [6 empty] | 0 | 82% AFUE - Increased HX Area | 2896.0383 | 30848.8358 | 33744.8741 | [6 empty] | 0 | 82% AFUE - Increased HX Area | 4540.5625 | 30785.8495 | 35326.412
| 1 | 83% AFUE - Increased HX Area | 3222.8635 | 30495.0457 | 33717.9092 | 6.6479 | 10.64% | 58.1% | 31.26% | 1.0277 | 23.9886 | 1 | 83% AFUE - Increased HX Area | 3049.3984 | 30501.1907 | 33550.5891 | 0.1325 | 10.38% | 58.33% | 31.28% | 0.93163 | 24.6083 | 1 | 83% AFUE - Increased HX Area | 4760.8827 | 30440.5611 | 35201.4439 | 64.416 | 12.91% | 56.07% | 31.02% | 12.5904 | 18.7818
| 2 | 84% AFUE - Increased HX Area | 3463.6622 | 30155.6883 | 33619.3505 | -20.5659 | 25.14% | 38.57% | 36.29% | 2.2642 | 33.855 | 2 | 84% AFUE - Increased HX Area | 3319.8099 | 30161.5999 | 33481.4097 | -56.363 | 27.54% | 38.57% | 33.9% | 2.6885 | 37.027 | 2 | 84% AFUE - Increased HX Area | 4739.1211 | 30103.2737 | 34842.3948 | 296.8274 | 3.863% | 38.63% | 57.51% | 1.4078 | 5.7005
| 3 | 85% AFUE - Increased HX Area | 3689.2423 | 29824.1039 | 33513.3462 | -18.4645 | 34.68% | 33.08% | 32.24% | 20.0385 | 34.1607 | 3 | 85% AFUE - Increased HX Area | 3574.5617 | 29829.7872 | 33404.3489 | -83.0388 | 38.48% | 33.08% | 28.45% | 22.685 | 37.7547 | 3 | 85% AFUE - Increased HX Area | 4706.0513 | 29773.7132 | 34479.7644 | 554.0802 | 0.9934% | 33.11% | 65.89% | 0.92324 | 2.2773
| 4 | 97% AFUE - Max Tech | 4900.8176 | 28330.9859 | 33231.8034 | 263.2467 | 51.29% | 0.9061% | 47.8% | 18.3614 | 46.891 | 4 | 97% AFUE - Max Tech | 4923.0317 | 28339.5101 | 33262.5417 | 61.2977 | 55.71% | 0.8839% | 43.41% | 20.0888 | 51.0343 | 4 | 97% AFUE - Max Tech | 4703.8578 | 28255.4065 | 32959.2643 | 2053.817 | 12.14% | 1.104% | 86.75% | 0 | 9.6066
| All dollar values are in 2009 $ |  |  | * discounted and summed over lifetime of equipment | [7 empty] | All dollar values are in 2009 $ |  |  | * discounted and summed over lifetime of equipment | [7 empty] | All dollar values are in 2009 $ |  |  | * discounted and summed over lifetime of equipment
| Simulation Results SOUTH | [9 empty] | AEO 2010 - Reference Case | Simulation Results SOUTH - Replacements | [9 empty] | AEO 2010 - Reference Case | Simulation Results SOUTH - New Construction | [9 empty] | AEO 2010 - Reference Case
|  |  | Average LCC Results | [6 empty] | Payback Results |  |  |  | Average LCC Results | [6 empty] | Payback Results |  |  |  | Average LCC Results | [6 empty] | Payback Results
|  |  | Installed | Lifetime |  | LCC | Net | No | Net |  |  |  |  | Installed | Lifetime |  | LCC | Net | No | Net |  |  |  |  | Installed | Lifetime |  | LCC | Net | No | Net
| Level | Description | Price | Oper. Cost* | LCC | Savings | Cost | Impact | Benefit | Median | Average | Level | Description | Price | Oper. Cost* | LCC | Savings | Cost | Impact | Benefit | Median | Average | Level | Description (EF value at 40 Gallon) | Price | Oper. Cost* | LCC | Savings | Cost | Impact | Benefit | Median | Average
| NWGF | 4014 | [9 empty] | NWGF | 3044 | [9 empty] | NWGF | 970
| 0 | 80% AFUE - Increased HX Area | 1613.7851 | 6566.2512 | 8180.0363 | [6 empty] | 0 | 80% AFUE - Increased HX Area | 1412.2757 | 6473.6379 | 7885.9137 | [6 empty] | 0 | 80% AFUE - Increased HX Area | 2246.1507 | 6856.8849 | 9103.0356
| 1 | 90% AFUE - Condensing Design | 2178.648 | 5977.9667 | 8156.6147 | -31.974 | 48.73% | 24.09% | 27.18% | 24.4295 | 45.0196 | 1 | 90% AFUE - Condensing Design | 2165.4559 | 5893.1777 | 8058.6335 | -169.8619 | 58.9% | 23.19% | 17.9% | 31.7184 | 54.482 | 1 | 90% AFUE - Condensing Design | 2220.0467 | 6244.0471 | 8464.0937 | 400.7384 | 16.8% | 26.91% | 56.29% | 0 | 13.7313
| 2 | 92% AFUE - Increased HX Area | 2240.317 | 5869.1612 | 8109.4781 | 0.40987 | 49.25% | 19.91% | 30.84% | 21.8155 | 42.7627 | 2 | 92% AFUE - Increased HX Area | 2223.9064 | 5785.9122 | 8009.8185 | -134.7605 | 58.87% | 18.99% | 22.14% | 27.7819 | 51.3429 | 2 | 92% AFUE - Increased HX Area | 2291.8158 | 6130.4085 | 8422.2243 | 424.5939 | 19.07% | 22.78% | 58.14% | 1.0636 | 14.3826
| 3 | 95% AFUE - Increased HX Area | 2381.0961 | 5714.7094 | 8095.8055 | 9.9143 | 56.95% | 7.997% | 35.05% | 21.1276 | 40.1984 | 3 | 95% AFUE - Increased HX Area | 2357.3535 | 5633.6301 | 7990.9835 | -120.2483 | 65.51% | 7.884% | 26.61% | 25.2995 | 46.0312 | 3 | 95% AFUE - Increased HX Area | 2455.6039 | 5969.1478 | 8424.7518 | 418.3835 | 30.1% | 8.351% | 61.55% | 8.3819 | 21.7301
| 4 | 98% AFUE - Max Tech | 2657.9582 | 5647.0495 | 8305.0077 | -199.2078 | 73.04% | 0.2242% | 26.73% | 29.2502 | 67.3107 | 4 | 98% AFUE - Max Tech | 2615.5808 | 5562.6832 | 8178.264 | -307.2806 | 78.15% | 0.1643% | 21.68% | 32.2817 | 70.7094 | 4 | 98% AFUE - Max Tech | 2790.9443 | 5911.8033 | 8702.7475 | 139.9403 | 57.01% | 0.4124% | 42.58% | 19.4549 | 56.4703
| MHGF | 5108 | [9 empty] | MHGF | 2547 | [9 empty] | MHGF | 2561
| 0 | 80% AFUE - Increased HX Area | 1339.974 | 11452.832 | 12792.806 | [6 empty] | 0 | 80% AFUE - Increased HX Area | 1025.7731 | 10355.1053 | 11380.8785 | [6 empty] | 0 | 80% AFUE - Increased HX Area | 3837.2513 | 27814.5618 | 31651.8133
| 1 | 90% AFUE - Condensing Design | 1914.826 | 10366.0595 | 12280.8856 | 358.7947 | 43.34% | 9.652% | 47% | 10.2432 | 18.4394 | 1 | 90% AFUE - Condensing Design | 1584.2277 | 9359.8396 | 10944.0673 | 220.3381 | 40.97% | 8.213% | 34.49% | 11.5978 | 20.7743 | 1 | 90% AFUE - Condensing Design | 5111.8994 | 25214.9283 | 30326.8277 | 1197.9528 | 37.76% | 9.488% | 52.75% | 9.5133 | 16.1257
| 2 | 92% AFUE - Increased HX Area | 2123.5169 | 10162.4025 | 12285.9194 | 337.2857 | 47.42% | 7.635% | 44.95% | 11.8876 | 20.9431 | 2 | 92% AFUE - Increased HX Area | 1792.4178 | 9174.2324 | 10966.6503 | 171.4928 | 44.97% | 6.11% | 32.59% | 13.0779 | 23.7213 | 2 | 92% AFUE - Increased HX Area | 5557.5303 | 24724.9363 | 30282.4667 | 1237.9702 | 41.12% | 7.966% | 50.92% | 10.7268 | 18.1602
| 3 | 96% AFUE - Max Tech | 2412.8043 | 9779.8991 | 12192.7034 | 391.528 | 51.27% | 3.778% | 44.95% | 12.417 | 21.6563 | 3 | 96% AFUE - Max Tech | 2052.6744 | 8825.614 | 10878.2884 | 197.0801 | 47.86% | 3.088% | 32.72% | 13.5977 | 23.8179 | 3 | 96% AFUE - Max Tech | 6264.1891 | 23804.6967 | 30068.8859 | 1443.3127 | 45.37% | 3.866% | 50.76% | 11.6008 | 19.5026
| OF | 1061 | [9 empty] | OF | 967 | [9 empty] | OF | 94
| 0 | 82% AFUE - Increased HX Area | 2548.5577 | 25605.9099 | 28154.4676 | [6 empty] | 0 | 82% AFUE - Increased HX Area | 2429.556 | 25540.9621 | 27970.5181 | [6 empty] | 0 | 82% AFUE - Increased HX Area | 3772.7562 | 26274.043 | 30046.7992
| 1 | 83% AFUE - Increased HX Area | 2674.6359 | 25318.6821 | 27993.3179 | 5.1724 | 10.37% | 59.75% | 29.88% | 1.0848 | 22.9184 | 1 | 83% AFUE - Increased HX Area | 2551.1703 | 25254.3496 | 27805.5198 | 0.8796 | 10.65% | 59.26% | 30.09% | 1.0848 | 23.8254 | 1 | 83% AFUE - Increased HX Area | 3944.7552 | 25980.4855 | 29925.2407 | 49.334 | 7.447% | 64.89% | 27.66% | 7.0264 | 12.0896
| 2 | 84% AFUE - Increased HX Area | 2834.7639 | 25038.1104 | 27872.8743 | 18.269 | 21.39% | 38.93% | 39.68% | 1.4974 | 23.6635 | 2 | 84% AFUE - Increased HX Area | 2728.4963 | 24974.3791 | 27702.8754 | -2.6652 | 23.16% | 38.68% | 38.16% | 1.5587 | 25.5775 | 2 | 84% AFUE - Increased HX Area | 3927.9632 | 25693.7295 | 29621.6927 | 233.6242 | 3.191% | 41.49% | 55.32% | 1.4226 | 3.0278
| 3 | 85% AFUE - Increased HX Area | 3027.6579 | 24763.967 | 27791.625 | 13.7875 | 32.8% | 32.7% | 34.5% | 17.0921 | 26.4692 | 3 | 85% AFUE - Increased HX Area | 2941.9026 | 24700.8232 | 27642.7259 | -26.7945 | 35.99% | 32.47% | 31.54% | 20.0327 | 28.8231 | 3 | 85% AFUE - Increased HX Area | 3909.8424 | 25413.5422 | 29323.3846 | 431.2645 | 0% | 35.11% | 64.89% | 0.99681 | 1.2713
| 4 | 97% AFUE - Max Tech | 4076.2961 | 23412.9615 | 27489.2576 | 306.4968 | 51.27% | 1.131% | 47.6% | 18.295 | 42.5366 | 4 | 97% AFUE - Max Tech | 4083.2055 | 23377.1147 | 27460.3202 | 150.033 | 55.64% | 1.034% | 43.33% | 19.6487 | 46.4054 | 4 | 97% AFUE - Max Tech | 4005.2175 | 23781.726 | 27786.9435 | 1916.0764 | 6.383% | 2.128% | 91.49% | 0 | 3.9922
| All dollar values are in 2009 $ |  |  | * discounted and summed over lifetime of equipment | [7 empty] | All dollar values are in 2009 $ |  |  | * discounted and summed over lifetime of equipment | [7 empty] | All dollar values are in 2009 $ |  |  | * discounted and summed over lifetime of equipment

## No Relining
No Chimney Relining
APGA Request: No Chimney Relining
| Simulation Results NATIONAL - 10000 samples | [9 empty] | AEO 2010 - Reference Case | Simulation Results NATIONAL - Replacements | [9 empty] | AEO 2010 - Reference Case | Simulation Results NATIONAL - New Construction | [9 empty] | AEO 2010 - Reference Case
|  |  | Average LCC Results | [6 empty] | Payback Results |  |  |  | Average LCC Results | [6 empty] | Payback Results |  |  |  | Average LCC Results | [6 empty] | Payback Results
|  |  | Installed | Lifetime |  | LCC | Net | No | Net |  |  |  |  | Installed | Lifetime |  | LCC | Net | No | Net |  |  |  |  | Installed | Lifetime |  | LCC | Net | No | Net
| Level | Description | Price | Oper. Cost* | LCC | Savings | Cost | Impact | Benefit | Median | Average | Level | Description | Price | Oper. Cost* | LCC | Savings | Cost | Impact | Benefit | Median | Average | Level | Description | Price | Oper. Cost* | LCC | Savings | Cost | Impact | Benefit | Median | Average
| NWGF | [10 empty] | NWGF | [10 empty] | NWGF
| 0 | 80% AFUE - Increased HX Area | 1735.2182 | 9551.3987 | 11286.6168 | [6 empty] | 0 | 80% AFUE - Increased HX Area | 1523.1842 | 9440.8922 | 10964.0764 | [6 empty] | 0 | 80% AFUE - Increased HX Area | 2374.3844 | 9884.5151 | 12258.8995
| 1 | 90% AFUE - Condensing Design | 2340.1246 | 8621.4375 | 10961.562 | 76.1308 | 25.9% | 52.39% | 21.71% | 16.4064 | 34.3829 | 1 | 90% AFUE - Condensing Design | 2335.1346 | 8521.7221 | 10856.8568 | -25.6003 | 32.21% | 52.08% | 15.7% | 21.8117 | 42.5943 | 1 | 90% AFUE - Condensing Design | 2355.1665 | 8922.0245 | 11277.1911 | 382.7941 | 6.865% | 53.31% | 39.82% | 0 | 8.999
| 2 | 92% AFUE - Increased HX Area | 2402.1598 | 8455.7692 | 10857.929 | 125.5009 | 26.62% | 41.81% | 31.57% | 12.2817 | 28.7862 | 2 | 92% AFUE - Increased HX Area | 2394.5376 | 8357.7953 | 10752.3328 | 24.719 | 32.49% | 41.6% | 25.9% | 15.8184 | 35.0773 | 2 | 92% AFUE - Increased HX Area | 2425.1366 | 8751.1068 | 11176.2434 | 429.3028 | 8.912% | 42.43% | 48.66% | 3.7164 | 9.5395
| 3 | 95% AFUE - Increased HX Area | 2547.6592 | 8220.4624 | 10768.1215 | 193.8842 | 36.72% | 16.93% | 46.35% | 11.965 | 24.5377 | 3 | 95% AFUE - Increased HX Area | 2533.941 | 8124.9515 | 10658.8925 | 96.7106 | 41.98% | 16.77% | 41.26% | 13.2713 | 27.9165 | 3 | 95% AFUE - Increased HX Area | 2589.0119 | 8508.3754 | 11097.3872 | 486.8094 | 20.88% | 17.42% | 61.7% | 8.377 | 14.2663
| 4 | 98% AFUE - Max Tech | 2813.2307 | 8114.2487 | 10927.4794 | 35.0155 | 64.7% | 0.46% | 34.84% | 20.3595 | 44.4847 | 4 | 98% AFUE - Max Tech | 2780.2644 | 8016.9305 | 10797.1949 | -41.0512 | 67.81% | 0.3862% | 31.8% | 20.8852 | 45.8349 | 4 | 98% AFUE - Max Tech | 2912.606 | 8407.6097 | 11320.2157 | 264.315 | 55.32% | 0.6825% | 44% | 18.2436 | 40.3654
| MHGF | [10 empty] | MHGF | [10 empty] | MHGF
| 0 | 80% AFUE - Increased HX Area | 1431.9065 | 11748.8824 | 13180.7889 | [6 empty] | 0 | 80% AFUE - Increased HX Area | 1215.8435 | 11552.4598 | 12768.3032 | [6 empty] | 0 | 80% AFUE - Increased HX Area | 2727.0096 | 20743.4498 | 23470.4594
| 1 | 90% AFUE - Condensing Design | 2040.3434 | 10712.2265 | 12752.57 | 387.6427 | 43.61% | 9.66% | 46.73% | 10.5473 | 17.8595 | 1 | 90% AFUE - Condensing Design | 1870.2789 | 10516.4877 | 12386.7666 | 257.7028 | 46.2% | 8.547% | 36.93% | 11.7551 | 19.8111 | 1 | 90% AFUE - Condensing Design | 3621.3764 | 18878.827 | 22500.2034 | 876.8864 | 36.91% | 9.956% | 53.14% | 9.3303 | 15.8925
| 2 | 92% AFUE - Increased HX Area | 2247.8911 | 10502.9851 | 12750.8762 | 388.7733 | 46.79% | 7.68% | 45.53% | 11.6202 | 19.2294 | 2 | 92% AFUE - Increased HX Area | 2097.287 | 10309.2497 | 12406.5366 | 223.9465 | 49.58% | 6.515% | 35.58% | 13.0032 | 21.707 | 2 | 92% AFUE - Increased HX Area | 3927.7188 | 18511.6961 | 22439.4149 | 932.8452 | 39.5% | 8.237% | 52.26% | 10.1469 | 16.718
| 3 | 96% AFUE - Max Tech | 2540.1415 | 10109.9902 | 12650.1317 | 486.075 | 49.82% | 3.63% | 46.55% | 11.8874 | 19.224 | 3 | 96% AFUE - Max Tech | 2385.0908 | 9920.0035 | 12305.0942 | 293.5668 | 51.89% | 3.094% | 36.7% | 12.9819 | 21.2074 | 3 | 96% AFUE - Max Tech | 4424.3277 | 17822.1783 | 22246.5059 | 1118.7097 | 43.02% | 3.858% | 53.12% | 10.915 | 17.228
| OF | [10 empty] | OF | [10 empty] | OF
| 0 | 82% AFUE - Increased HX Area | 3008.3814 | 30286.8548 | 33295.2362 | [6 empty] | 0 | 82% AFUE - Increased HX Area | 2845.9174 | 30278.5343 | 33124.4516 | [6 empty] | 0 | 82% AFUE - Increased HX Area | 4470.5579 | 30361.7397 | 34832.2976
| 1 | 83% AFUE - Increased HX Area | 3156.7436 | 29945.8335 | 33102.5771 | 14.6934 | 9.89% | 58.28% | 31.83% | 1.0067 | 23.8689 | 1 | 83% AFUE - Increased HX Area | 2986.3676 | 29937.4468 | 32923.8143 | 9.7118 | 9.644% | 58.43% | 31.92% | 0.89961 | 24.6126 | 1 | 83% AFUE - Increased HX Area | 4690.1283 | 30021.314 | 34711.4423 | 59.5286 | 12.1% | 56.9% | 31% | 12.5803 | 17.4194
| 2 | 84% AFUE - Increased HX Area | 3393.8396 | 29612.7133 | 33006.5529 | -13.0999 | 24.49% | 38.61% | 36.9% | 1.8802 | 33.8395 | 2 | 84% AFUE - Increased HX Area | 3253.2466 | 29604.2618 | 32857.5083 | -47.5635 | 26.83% | 38.58% | 34.59% | 2.0248 | 37.0262 | 2 | 84% AFUE - Increased HX Area | 4659.1773 | 29688.7765 | 34347.9539 | 297.073 | 3.4% | 38.9% | 57.7% | 1.4226 | 5.0076
| 3 | 85% AFUE - Increased HX Area | 3621.7745 | 29287.2234 | 32908.9979 | -17.5197 | 34.58% | 33.04% | 32.38% | 19.7944 | 33.5156 | 3 | 85% AFUE - Increased HX Area | 3509.0218 | 29278.7085 | 32787.7304 | -79.4314 | 38.36% | 33.01% | 28.63% | 22.5139 | 36.9622 | 3 | 85% AFUE - Increased HX Area | 4636.5485 | 29363.8571 | 34000.4056 | 539.6864 | 0.6% | 33.3% | 66.1% | 0.94172 | 2.3618
| 4 | 97% AFUE - Max Tech | 4810.1021 | 27808.9238 | 32619.0259 | 271.5159 | 50.98% | 0.93% | 48.09% | 18.1922 | 48.2478 | 4 | 97% AFUE - Max Tech | 4828.321 | 27806.7227 | 32635.0437 | 74.8628 | 55.3% | 0.9% | 43.8% | 20.0287 | 52.7192 | 4 | 97% AFUE - Max Tech | 4646.1321 | 27828.7337 | 32474.8658 | 2041.3942 | 12.1% | 1.2% | 86.7% | 0 | 7.0861
| All dollar values are in 2009 $ |  |  | * discounted and summed over lifetime of equipment | [7 empty] | All dollar values are in 2009 $ |  |  | * discounted and summed over lifetime of equipment | [7 empty] | All dollar values are in 2009 $ |  |  | * discounted and summed over lifetime of equipment
| Simulation Results NORTH | [9 empty] | AEO 2010 - Reference Case | Simulation Results NORTH - Replacements | [9 empty] | AEO 2010 - Reference Case | Simulation Results NORTH - New Construction | [9 empty] | AEO 2010 - Reference Case
|  |  | Average LCC Results | [6 empty] | Payback Results |  |  |  | Average LCC Results | [6 empty] | Payback Results |  |  |  | Average LCC Results | [6 empty] | Payback Results
|  |  | Installed | Lifetime |  | LCC | Net | No | Net |  |  |  |  | Installed | Lifetime |  | LCC | Net | No | Net |  |  |  |  | Installed | Lifetime |  | LCC | Net | No | Net
| Level | Description | Price | Oper. Cost* | LCC | Savings | Cost | Impact | Benefit | Median | Average | Level | Description | Price | Oper. Cost* | LCC | Savings | Cost | Impact | Benefit | Median | Average | Level | Description | Price | Oper. Cost* | LCC | Savings | Cost | Impact | Benefit | Median | Average
| NWGF | 5986 | [9 empty] | NWGF | 4465 | [9 empty] | NWGF | 1521
| 0 | 80% AFUE - Increased HX Area | 1825.1344 | 11553.133 | 13378.2674 | [6 empty] | 0 | 80% AFUE - Increased HX Area | 1611.4436 | 11463.8086 | 13075.2522 | [6 empty] | 0 | 80% AFUE - Increased HX Area | 2452.4385 | 11815.351 | 14267.7895
| 1 | 90% AFUE - Condensing Design | 2448.313 | 10409.3048 | 12857.6178 | 141.2547 | 10.76% | 71.37% | 17.88% | 10.8815 | 13.6931 | 1 | 90% AFUE - Condensing Design | 2448.7758 | 10328.1759 | 12776.9517 | 72.5938 | 13.62% | 71.78% | 14.6% | 13.7333 | 17.0834 | 1 | 90% AFUE - Condensing Design | 2446.9543 | 10647.4641 | 13094.4185 | 342.8136 | 2.367% | 70.15% | 27.48% | 2.5091 | 4.284
| 2 | 92% AFUE - Increased HX Area | 2510.5938 | 10205.5106 | 12716.1044 | 202.0104 | 11.64% | 56.5% | 31.86% | 8.1354 | 10.5667 | 2 | 92% AFUE - Increased HX Area | 2508.8281 | 10125.6234 | 12634.4515 | 133.2839 | 14.18% | 57.02% | 28.8% | 9.6271 | 12.3813 | 2 | 92% AFUE - Increased HX Area | 2515.7771 | 10440.025 | 12955.8021 | 403.7619 | 4.208% | 54.96% | 40.83% | 5.0915 | 5.4833
| 3 | 95% AFUE - Increased HX Area | 2659.2584 | 9915.9913 | 12575.2497 | 309.8699 | 23.39% | 22.92% | 53.69% | 9.648 | 11.5743 | 3 | 95% AFUE - Increased HX Area | 2652.2923 | 9837.8612 | 12490.1535 | 244.4574 | 25.85% | 22.82% | 51.33% | 9.8695 | 12.186 | 3 | 95% AFUE - Increased HX Area | 2679.7079 | 10145.3476 | 12825.0554 | 501.8929 | 16.17% | 23.21% | 60.62% | 8.8265 | 9.7694
| 4 | 98% AFUE - Max Tech | 2917.2589 | 9783.7954 | 12701.0543 | 184.8309 | 59.31% | 0.6181% | 40.08% | 17.2886 | 28.3758 | 4 | 98% AFUE - Max Tech | 2890.5002 | 9704.4732 | 12594.9734 | 140.3802 | 60.85% | 0.5375% | 38.61% | 17.1358 | 26.7022 | 4 | 98% AFUE - Max Tech | 2995.811 | 10016.6511 | 13012.4621 | 315.3189 | 54.77% | 0.8547% | 44.38% | 17.8846 | 33.3248
| MHGF | 4892 | [9 empty] | MHGF | 2451 | [9 empty] | MHGF | 2441
| 0 | 80% AFUE - Increased HX Area | 1487.6211 | 13060.1766 | 14547.7977 | [6 empty] | 0 | 80% AFUE - Increased HX Area | 1413.3584 | 12796.7118 | 14210.0702 | [6 empty] | 0 | 80% AFUE - Increased HX Area | 1562.1881 | 13324.7207 | 14886.9088
| 1 | 90% AFUE - Condensing Design | 2111.7328 | 11974.3163 | 14086.0491 | 419.4211 | 43.6% | 9.669% | 46.73% | 10.6886 | 17.1643 | 1 | 90% AFUE - Condensing Design | 2165.6657 | 11718.4391 | 13884.1048 | 299.2979 | 51.16% | 8.894% | 39.94% | 11.9188 | 18.6511 | 1 | 90% AFUE - Condensing Design | 2057.579 | 12231.2418 | 14288.8208 | 540.0364 | 36.01% | 10.45% | 53.54% | 9.1336 | 15.6385
| 2 | 92% AFUE - Increased HX Area | 2317.8504 | 11740.3519 | 14058.2023 | 444.3301 | 46.16% | 7.727% | 46.12% | 11.4088 | 17.4735 | 2 | 92% AFUE - Increased HX Area | 2410.4406 | 11488.7229 | 13899.1635 | 283.6934 | 54.06% | 6.936% | 39% | 12.917 | 19.6041 | 2 | 92% AFUE - Increased HX Area | 2224.8809 | 11993.0118 | 14217.8927 | 605.6249 | 38.22% | 8.521% | 53.26% | 9.8074 | 15.2863
| 3 | 96% AFUE - Max Tech | 2610.9557 | 11300.9088 | 13911.8645 | 585.3701 | 48.57% | 3.475% | 47.96% | 11.5187 | 16.6467 | 3 | 96% AFUE - Max Tech | 2727.416 | 11057.2576 | 13784.6736 | 395.4457 | 56.34% | 3.101% | 40.55% | 12.6223 | 18.4347 | 3 | 96% AFUE - Max Tech | 2494.0183 | 11545.5581 | 14039.5764 | 776.0725 | 40.76% | 3.851% | 55.39% | 10.3533 | 14.8284
| OF | 8939 | [9 empty] | OF | 8033 | [9 empty] | OF | 906
| 0 | 82% AFUE - Increased HX Area | 3062.9575 | 30842.4519 | 33905.4094 | [6 empty] | 0 | 82% AFUE - Increased HX Area | 2896.0383 | 30848.8358 | 33744.8741 | [6 empty] | 0 | 82% AFUE - Increased HX Area | 4542.9379 | 30785.8495 | 35328.7874
| 1 | 83% AFUE - Increased HX Area | 3216.142 | 30495.0457 | 33711.1877 | 13.6457 | 10.07% | 58.1% | 31.83% | 0.97151 | 24.3557 | 1 | 83% AFUE - Increased HX Area | 3041.1908 | 30501.1907 | 33542.3815 | 8.3401 | 9.772% | 58.33% | 31.89% | 0.88091 | 25.1233 | 1 | 83% AFUE - Increased HX Area | 4767.3372 | 30440.5611 | 35207.8983 | 60.688 | 12.69% | 56.07% | 31.24% | 12.8971 | 17.9064
| 2 | 84% AFUE - Increased HX Area | 3460.4941 | 30155.6883 | 33616.1823 | -17.1214 | 24.8% | 38.57% | 36.63% | 1.9827 | 34.9029 | 2 | 84% AFUE - Increased HX Area | 3316.7407 | 30161.5999 | 33478.3405 | -53.2938 | 27.18% | 38.57% | 34.26% | 2.2404 | 38.2457 | 2 | 84% AFUE - Increased HX Area | 4735.0754 | 30103.2737 | 34838.3492 | 303.5994 | 3.753% | 38.63% | 57.62% | 1.4078 | 5.2328
| 3 | 85% AFUE - Increased HX Area | 3692.3198 | 29824.1039 | 33516.4238 | -21.2657 | 34.74% | 33.08% | 32.18% | 20.0385 | 34.3882 | 3 | 85% AFUE - Increased HX Area | 3577.2582 | 29829.7872 | 33407.0455 | -85.7353 | 38.58% | 33.08% | 28.35% | 22.7299 | 37.986 | 3 | 85% AFUE - Increased HX Area | 4712.507 | 29773.7132 | 34486.2202 | 550.3509 | 0.6623% | 33.11% | 66.23% | 0.96059 | 2.4709
| 4 | 97% AFUE - Max Tech | 4897.4179 | 28330.6904 | 33228.1083 | 267.1687 | 50.99% | 0.9061% | 48.1% | 18.164 | 48.7798 | 4 | 97% AFUE - Max Tech | 4918.2045 | 28339.7053 | 33257.9098 | 65.8729 | 55.3% | 0.8839% | 43.82% | 20.0549 | 53.2925 | 4 | 97% AFUE - Max Tech | 4713.1151 | 28250.7598 | 32963.8749 | 2051.9469 | 12.8% | 1.104% | 86.09% | 0 | 7.4716
| All dollar values are in 2009 $ |  |  | * discounted and summed over lifetime of equipment | [7 empty] | All dollar values are in 2009 $ |  |  | * discounted and summed over lifetime of equipment | [7 empty] | All dollar values are in 2009 $ |  |  | * discounted and summed over lifetime of equipment
| Simulation Results SOUTH | [9 empty] | AEO 2010 - Reference Case | Simulation Results SOUTH - Replacements | [9 empty] | AEO 2010 - Reference Case | Simulation Results SOUTH - New Construction | [9 empty] | AEO 2010 - Reference Case
|  |  | Average LCC Results | [6 empty] | Payback Results |  |  |  | Average LCC Results | [6 empty] | Payback Results |  |  |  | Average LCC Results | [6 empty] | Payback Results
|  |  | Installed | Lifetime |  | LCC | Net | No | Net |  |  |  |  | Installed | Lifetime |  | LCC | Net | No | Net |  |  |  |  | Installed | Lifetime |  | LCC | Net | No | Net
| Level | Description | Price | Oper. Cost* | LCC | Savings | Cost | Impact | Benefit | Median | Average | Level | Description | Price | Oper. Cost* | LCC | Savings | Cost | Impact | Benefit | Median | Average | Level | Description (EF value at 40 Gallon) | Price | Oper. Cost* | LCC | Savings | Cost | Impact | Benefit | Median | Average
| NWGF | 4014 | [9 empty] | NWGF | 3044 | [9 empty] | NWGF | 970
| 0 | 80% AFUE - Increased HX Area | 1601.1278 | 6566.2512 | 8167.379 | [6 empty] | 0 | 80% AFUE - Increased HX Area | 1393.7235 | 6473.6379 | 7867.3615 | [6 empty] | 0 | 80% AFUE - Increased HX Area | 2251.9922 | 6856.8849 | 9108.8772
| 1 | 90% AFUE - Condensing Design | 2178.7853 | 5955.2258 | 8134.0111 | -20.9873 | 48.48% | 24.09% | 27.43% | 24.5018 | 46.0635 | 1 | 90% AFUE - Condensing Design | 2168.4434 | 5871.9797 | 8040.4231 | -169.6333 | 59.49% | 23.19% | 17.31% | 32.4429 | 56.3958 | 1 | 90% AFUE - Condensing Design | 2211.2395 | 6216.4641 | 8427.7036 | 445.4852 | 13.92% | 26.91% | 59.18% | 0 | 12.0267
| 2 | 92% AFUE - Increased HX Area | 2240.4543 | 5846.4138 | 8086.8681 | 11.4036 | 48.95% | 19.91% | 31.14% | 21.7119 | 43.5707 | 2 | 92% AFUE - Increased HX Area | 2226.8939 | 5764.7097 | 7991.6036 | -134.526 | 59.36% | 18.99% | 21.65% | 28.4899 | 52.7676 | 2 | 92% AFUE - Increased HX Area | 2283.0086 | 6102.8133 | 8385.8219 | 469.3519 | 16.29% | 22.78% | 60.93% | 0.27962 | 13.2591
| 3 | 95% AFUE - Increased HX Area | 2381.2334 | 5691.9531 | 8073.1865 | 20.9169 | 56.6% | 7.997% | 35.4% | 20.7128 | 40.7559 | 3 | 95% AFUE - Increased HX Area | 2360.341 | 5612.4213 | 7972.7623 | -120.0074 | 65.64% | 7.884% | 26.48% | 25.9487 | 47.2693 | 3 | 95% AFUE - Increased HX Area | 2446.7967 | 5941.5354 | 8388.3322 | 463.1578 | 28.25% | 8.351% | 63.4% | 7.1368 | 20.1879
| 4 | 98% AFUE - Max Tech | 2658.0955 | 5624.4862 | 8282.5817 | -188.4013 | 72.75% | 0.2242% | 27.03% | 29.2473 | 67.9737 | 4 | 98% AFUE - Max Tech | 2618.5684 | 5541.6091 | 8160.1775 | -307.1785 | 78.02% | 0.1643% | 21.81% | 32.7803 | 73.206 | 4 | 98% AFUE - Max Tech | 2782.1372 | 5884.5665 | 8666.7036 | 184.3389 | 56.19% | 0.4124% | 43.4% | 18.9242 | 51.2514
| MHGF | 5108 | [9 empty] | MHGF | 2547 | [9 empty] | MHGF | 2561
| 0 | 80% AFUE - Increased HX Area | 1339.974 | 11452.832 | 12792.806 | [6 empty] | 0 | 80% AFUE - Increased HX Area | 1025.7731 | 10355.1053 | 11380.8785 | [6 empty] | 0 | 80% AFUE - Increased HX Area | 3837.2513 | 27814.5618 | 31651.8133
| 1 | 90% AFUE - Condensing Design | 1915.8975 | 10366.0595 | 12281.957 | 357.208 | 43.62% | 9.652% | 46.73% | 10.3229 | 18.509 | 1 | 90% AFUE - Condensing Design | 1586.0256 | 9359.8396 | 10945.8652 | 217.6755 | 41.43% | 8.213% | 34.03% | 11.5978 | 20.9142 | 1 | 90% AFUE - Condensing Design | 5111.8994 | 25214.9283 | 30326.8277 | 1197.9528 | 37.76% | 9.488% | 52.75% | 9.5133 | 16.1257
| 2 | 92% AFUE - Increased HX Area | 2124.3295 | 10162.4025 | 12286.732 | 335.5657 | 47.4% | 7.635% | 44.97% | 11.7764 | 20.8737 | 2 | 92% AFUE - Increased HX Area | 1795.9365 | 9174.2324 | 10970.169 | 166.4516 | 45.27% | 6.11% | 32.29% | 13.3691 | 23.7003 | 2 | 92% AFUE - Increased HX Area | 5550.7674 | 24724.9363 | 30275.7037 | 1244.733 | 40.73% | 7.966% | 51.31% | 10.6203 | 18.0423
| 3 | 96% AFUE - Max Tech | 2414.5885 | 9779.8991 | 12194.4876 | 390.9788 | 51.02% | 3.778% | 45.2% | 12.4279 | 21.6533 | 3 | 96% AFUE - Max Tech | 2055.6683 | 8825.614 | 10881.2823 | 195.5278 | 47.6% | 3.088% | 32.98% | 13.6506 | 23.8479 | 3 | 96% AFUE - Max Tech | 6264.1891 | 23804.6967 | 30068.8859 | 1445.292 | 45.18% | 3.866% | 50.96% | 11.5738 | 19.4668
| OF | 1061 | [9 empty] | OF | 967 | [9 empty] | OF | 94
| 0 | 82% AFUE - Increased HX Area | 2548.5738 | 25605.9099 | 28154.4837 | [6 empty] | 0 | 82% AFUE - Increased HX Area | 2429.556 | 25540.9621 | 27970.5181 | [6 empty] | 0 | 82% AFUE - Increased HX Area | 3772.9381 | 26274.043 | 30046.9811
| 1 | 83% AFUE - Increased HX Area | 2656.3084 | 25318.6821 | 27974.9904 | 23.5203 | 8.388% | 59.75% | 31.86% | 1.0848 | 19.6027 | 1 | 83% AFUE - Increased HX Area | 2530.9436 | 25254.3496 | 27785.2931 | 21.1063 | 8.583% | 59.26% | 32.16% | 0.99441 | 20.2775 | 1 | 83% AFUE - Increased HX Area | 3945.9658 | 25980.4855 | 29926.4512 | 48.3535 | 6.383% | 64.89% | 28.72% | 8.2634 | 11.546
| 2 | 84% AFUE - Increased HX Area | 2832.2714 | 25038.1104 | 27870.3819 | 20.7819 | 21.87% | 38.93% | 39.21% | 1.467 | 24.8282 | 2 | 84% AFUE - Increased HX Area | 2725.7922 | 24974.3791 | 27700.1713 | 0.039 | 23.99% | 38.68% | 37.33% | 1.4452 | 26.8776 | 2 | 84% AFUE - Increased HX Area | 3927.6483 | 25693.7295 | 29621.3777 | 234.1691 | 0% | 41.49% | 58.51% | 1.4974 | 2.7317
| 3 | 85% AFUE - Increased HX Area | 3027.4249 | 24763.967 | 27791.392 | 14.0409 | 33.27% | 32.7% | 34.02% | 17.2068 | 26.2048 | 3 | 85% AFUE - Increased HX Area | 2942.1724 | 24700.8232 | 27642.9957 | -27.0643 | 36.5% | 32.47% | 31.02% | 20.0327 | 28.5333 | 3 | 85% AFUE - Increased HX Area | 3904.4376 | 25413.5422 | 29317.9798 | 436.8993 | 0% | 35.11% | 64.89% | 0.90846 | 1.278
| 4 | 97% AFUE - Max Tech | 4074.4597 | 23413.004 | 27487.4637 | 308.1417 | 50.9% | 1.131% | 47.97% | 18.2429 | 43.7987 | 4 | 97% AFUE - Max Tech | 4081.6462 | 23379.1643 | 27460.8106 | 149.5429 | 55.33% | 1.034% | 43.64% | 19.7815 | 47.9486 | 4 | 97% AFUE - Max Tech | 4000.5304 | 23761.1205 | 27761.6509 | 1939.6844 | 5.319% | 2.128% | 92.55% | 0 | 3.7
| All dollar values are in 2009 $ |  |  | * discounted and summed over lifetime of equipment | [7 empty] | All dollar values are in 2009 $ |  |  | * discounted and summed over lifetime of equipment | [7 empty] | All dollar values are in 2009 $ |  |  | * discounted and summed over lifetime of equipment

## NG Marginal Prices
Natural Gas Marginal Prices
Calculated Using RECS 2005 Billing Data
| Simulation Results NATIONAL - 10000 samples | [9 empty] | AEO 2010 - Reference Case | Simulation Results NATIONAL - Replacements | [9 empty] | AEO 2010 - Reference Case | Simulation Results NATIONAL - New Construction | [9 empty] | AEO 2010 - Reference Case
|  |  | Average LCC Results | [6 empty] | Payback Results |  |  |  | Average LCC Results | [6 empty] | Payback Results |  |  |  | Average LCC Results | [6 empty] | Payback Results
|  |  | Installed | Lifetime |  | LCC | Net | No | Net |  |  |  |  | Installed | Lifetime |  | LCC | Net | No | Net |  |  |  |  | Installed | Lifetime |  | LCC | Net | No | Net
| Level | Description | Price | Oper. Cost* | LCC | Savings | Cost | Impact | Benefit | Median | Average | Level | Description | Price | Oper. Cost* | LCC | Savings | Cost | Impact | Benefit | Median | Average | Level | Description | Price | Oper. Cost* | LCC | Savings | Cost | Impact | Benefit | Median | Average
| NWGF | [10 empty] | NWGF | [10 empty] | NWGF
| 0 | 80% AFUE - Increased HX Area | 1782.4303 | 8845.3608 | 10627.7911 | [6 empty] | 0 | 80% AFUE - Increased HX Area | 1588.3889 | 8743.4961 | 10331.885 | [6 empty] | 0 | 80% AFUE - Increased HX Area | 2367.3588 | 9152.4271 | 11519.7859
| 1 | 90% AFUE - Condensing Design | 2357.3142 | 7992.4149 | 10349.7291 | 57.421 | 26.38% | 52.39% | 21.23% | 17.4413 | 36.1511 | 1 | 90% AFUE - Condensing Design | 2355.5266 | 7900.4225 | 10255.949 | -37.1815 | 32.29% | 52.08% | 15.62% | 23.4605 | 44.3442 | 1 | 90% AFUE - Condensing Design | 2362.703 | 8269.7217 | 10632.4247 | 342.5957 | 8.551% | 53.31% | 38.14% | 0.1365 | 10.8238
| 2 | 92% AFUE - Increased HX Area | 2419.3494 | 7840.0088 | 10259.3582 | 99.7996 | 27.68% | 41.81% | 30.51% | 13.0745 | 29.8131 | 2 | 92% AFUE - Increased HX Area | 2414.9295 | 7749.5965 | 10164.5261 | 6.2266 | 33.32% | 41.6% | 25.08% | 16.8889 | 35.9304 | 2 | 92% AFUE - Increased HX Area | 2432.6731 | 8112.5521 | 10545.2252 | 381.8707 | 10.68% | 42.43% | 46.89% | 4.6227 | 11.1109
| 3 | 95% AFUE - Increased HX Area | 2564.8488 | 7623.5781 | 10188.4269 | 152.9567 | 39.18% | 16.93% | 43.89% | 13.1871 | 26.3715 | 3 | 95% AFUE - Increased HX Area | 2554.333 | 7535.3991 | 10089.7321 | 63.1119 | 44.11% | 16.77% | 39.13% | 14.4294 | 29.7402 | 3 | 95% AFUE - Increased HX Area | 2596.5483 | 7889.3893 | 10485.9376 | 423.7895 | 24.33% | 17.42% | 58.25% | 9.5353 | 16.1327
| 4 | 98% AFUE - Max Tech | 2830.4203 | 7541.471 | 10371.8914 | -29.8627 | 68.7% | 0.46% | 30.84% | 22.9282 | 50.0466 | 4 | 98% AFUE - Max Tech | 2800.6563 | 7450.9559 | 10251.6123 | -98.0792 | 71.73% | 0.3862% | 27.89% | 23.5601 | 51.5341 | 4 | 98% AFUE - Max Tech | 2920.1425 | 7814.3244 | 10734.4669 | 175.7726 | 59.57% | 0.6825% | 39.74% | 21.155 | 45.5269
| MHGF | [10 empty] | MHGF | [10 empty] | MHGF
| 0 | 80% AFUE - Increased HX Area | 1431.9065 | 11157.6271 | 12589.5336 | [6 empty] | 0 | 80% AFUE - Increased HX Area | 1215.8435 | 10974.1391 | 12189.9825 | [6 empty] | 0 | 80% AFUE - Increased HX Area | 2727.0096 | 19751.4679 | 22478.4775
| 1 | 90% AFUE - Condensing Design | 2040.2105 | 10184.979 | 12225.1895 | 330.3941 | 46.92% | 9.66% | 43.42% | 12.0139 | 21.1174 | 1 | 90% AFUE - Condensing Design | 1869.8326 | 10000.7764 | 11870.609 | 203.7695 | 49.07% | 8.547% | 34.06% | 13.3782 | 23.5203 | 1 | 90% AFUE - Condensing Design | 3621.3764 | 17994.23 | 21615.6064 | 781.1434 | 40.5% | 9.956% | 49.54% | 10.5828 | 18.6907
| 2 | 92% AFUE - Increased HX Area | 2253.075 | 9986.8417 | 12239.9167 | 316.4727 | 50.18% | 7.68% | 42.14% | 13.2821 | 22.3986 | 2 | 92% AFUE - Increased HX Area | 2104.7285 | 9804.4 | 11909.1284 | 154.6978 | 51.86% | 6.515% | 33.31% | 14.6933 | 24.8697 | 2 | 92% AFUE - Increased HX Area | 3934.5428 | 17645.7285 | 21580.2713 | 812.9448 | 43.9% | 8.237% | 47.86% | 11.6325 | 19.8947
| 3 | 96% AFUE - Max Tech | 2539.9191 | 9614.7088 | 12154.6279 | 398.2208 | 53.62% | 3.63% | 42.75% | 13.3943 | 21.2251 | 3 | 96% AFUE - Max Tech | 2384.4885 | 9435.5598 | 11820.0483 | 211.3183 | 54.98% | 3.094% | 33.61% | 14.5628 | 23.4048 | 3 | 96% AFUE - Max Tech | 4424.3277 | 16991.2107 | 21415.5384 | 971.3191 | 47.32% | 3.858% | 48.82% | 12.31 | 19.0312
| OF | [10 empty] | OF | [10 empty] | OF
| 0 | 82% AFUE - Increased HX Area | 3008.3593 | 30286.8548 | 33295.2141 | [6 empty] | 0 | 82% AFUE - Increased HX Area | 2845.9174 | 30278.5343 | 33124.4516 | [6 empty] | 0 | 82% AFUE - Increased HX Area | 4470.3364 | 30361.7397 | 34832.0761
| 1 | 83% AFUE - Increased HX Area | 3162.1416 | 29945.8335 | 33107.9751 | 9.2724 | 10.24% | 58.28% | 31.48% | 1.0277 | 24.7687 | 1 | 83% AFUE - Increased HX Area | 2992.8815 | 29937.4468 | 32930.3283 | 3.1978 | 10.03% | 58.43% | 31.53% | 0.93163 | 25.6009 | 1 | 83% AFUE - Increased HX Area | 4685.4828 | 30021.314 | 34706.7968 | 63.9435 | 12.1% | 56.9% | 31% | 12.1717 | 17.5517
| 2 | 84% AFUE - Increased HX Area | 3398.4324 | 29612.7133 | 33011.1457 | -17.7157 | 24.8% | 38.61% | 36.59% | 1.9827 | 33.3006 | 2 | 84% AFUE - Increased HX Area | 3258.5398 | 29604.2618 | 32862.8015 | -52.8567 | 27.14% | 38.58% | 34.28% | 2.3432 | 36.3742 | 2 | 84% AFUE - Increased HX Area | 4657.4663 | 29688.7765 | 34346.243 | 298.5534 | 3.7% | 38.9% | 57.4% | 1.3936 | 5.4917
| 3 | 85% AFUE - Increased HX Area | 3618.9998 | 29287.2234 | 32906.2232 | -14.768 | 34.25% | 33.04% | 32.71% | 19.6538 | 34.0034 | 3 | 85% AFUE - Increased HX Area | 3506.0972 | 29278.7085 | 32784.8057 | -76.5068 | 37.97% | 33.01% | 29.02% | 22.4237 | 37.4964 | 3 | 85% AFUE - Increased HX Area | 4635.1232 | 29363.8571 | 33998.9803 | 540.8813 | 0.8% | 33.3% | 65.9% | 0.95539 | 2.4298
| 4 | 97% AFUE - Max Tech | 4808.3881 | 27803.5241 | 32611.9122 | 278.6685 | 51.15% | 0.93% | 47.92% | 18.4391 | 46.3868 | 4 | 97% AFUE - Max Tech | 4826.2338 | 27801.8748 | 32628.1086 | 81.8112 | 55.58% | 0.9% | 43.52% | 20.0681 | 50.708 | 4 | 97% AFUE - Max Tech | 4647.7774 | 27818.3677 | 32466.1451 | 2050.3839 | 11.3% | 1.2% | 87.5% | 0 | 6.6073
| All dollar values are in 2009 $ |  |  | * discounted and summed over lifetime of equipment | [7 empty] | All dollar values are in 2009 $ |  |  | * discounted and summed over lifetime of equipment | [7 empty] | All dollar values are in 2009 $ |  |  | * discounted and summed over lifetime of equipment
| Simulation Results NORTH | [9 empty] | AEO 2010 - Reference Case | Simulation Results NORTH - Replacements | [9 empty] | AEO 2010 - Reference Case | Simulation Results NORTH - New Construction | [9 empty] | AEO 2010 - Reference Case
|  |  | Average LCC Results | [6 empty] | Payback Results |  |  |  | Average LCC Results | [6 empty] | Payback Results |  |  |  | Average LCC Results | [6 empty] | Payback Results
|  |  | Installed | Lifetime |  | LCC | Net | No | Net |  |  |  |  | Installed | Lifetime |  | LCC | Net | No | Net |  |  |  |  | Installed | Lifetime |  | LCC | Net | No | Net
| Level | Description | Price | Oper. Cost* | LCC | Savings | Cost | Impact | Benefit | Median | Average | Level | Description | Price | Oper. Cost* | LCC | Savings | Cost | Impact | Benefit | Median | Average | Level | Description | Price | Oper. Cost* | LCC | Savings | Cost | Impact | Benefit | Median | Average
| NWGF | 5986 | [9 empty] | NWGF | 4465 | [9 empty] | NWGF | 1521
| 0 | 80% AFUE - Increased HX Area | 1894.9034 | 10691.1972 | 12586.1006 | [6 empty] | 0 | 80% AFUE - Increased HX Area | 1707.7053 | 10610.5604 | 12318.2657 | [6 empty] | 0 | 80% AFUE - Increased HX Area | 2444.4364 | 10927.9121 | 13372.3485
| 1 | 90% AFUE - Condensing Design | 2475.2752 | 9641.6476 | 12116.9228 | 127.5588 | 10.84% | 71.37% | 17.79% | 11.1039 | 13.824 | 1 | 90% AFUE - Condensing Design | 2481.4062 | 9568.3129 | 12049.7191 | 66.8889 | 13.48% | 71.78% | 14.74% | 14.0769 | 17.0143 | 1 | 90% AFUE - Condensing Design | 2457.2771 | 9856.9268 | 12314.2039 | 305.6593 | 3.09% | 70.15% | 26.76% | 3.3564 | 4.9698
| 2 | 92% AFUE - Increased HX Area | 2537.556 | 9454.0687 | 11991.6247 | 181.124 | 12.58% | 56.5% | 30.92% | 8.4898 | 10.9515 | 2 | 92% AFUE - Increased HX Area | 2541.4585 | 9381.8174 | 11923.2759 | 120.6069 | 15.12% | 57.02% | 27.86% | 9.8951 | 12.6504 | 2 | 92% AFUE - Increased HX Area | 2526.0999 | 9666.1675 | 12192.2674 | 358.7761 | 5.128% | 54.96% | 39.91% | 5.5586 | 6.1946
| 3 | 95% AFUE - Increased HX Area | 2686.2206 | 9187.6265 | 11873.847 | 271.1991 | 26.03% | 22.92% | 51.05% | 10.4401 | 12.418 | 3 | 95% AFUE - Increased HX Area | 2684.9227 | 9116.9064 | 11801.829 | 214.1324 | 28.33% | 22.82% | 48.85% | 10.6386 | 12.949 | 3 | 95% AFUE - Increased HX Area | 2690.0306 | 9395.2301 | 12085.2608 | 438.7225 | 19.26% | 23.21% | 57.53% | 9.6361 | 10.8511
| 4 | 98% AFUE - Max Tech | 2944.221 | 9085.1945 | 12029.4156 | 116.5925 | 63.92% | 0.6181% | 35.47% | 18.9827 | 31.8608 | 4 | 98% AFUE - Max Tech | 2923.1305 | 9012.8537 | 11935.9843 | 80.9258 | 65.46% | 0.5375% | 34% | 18.65 | 30.3433 | 4 | 98% AFUE - Max Tech | 3006.1338 | 9297.5557 | 12303.6895 | 221.2944 | 59.37% | 0.8547% | 39.78% | 20.0826 | 36.3267
| MHGF | 4892 | [9 empty] | MHGF | 2451 | [9 empty] | MHGF | 2441
| 0 | 80% AFUE - Increased HX Area | 1487.6211 | 12328.6357 | 13816.2568 | [6 empty] | 0 | 80% AFUE - Increased HX Area | 1413.3584 | 12052.7783 | 13466.1367 | [6 empty] | 0 | 80% AFUE - Increased HX Area | 1562.1881 | 12605.6232 | 14167.8113
| 1 | 90% AFUE - Condensing Design | 2112.2757 | 11321.972 | 13434.2477 | 348.0766 | 48.14% | 9.669% | 42.19% | 12.3461 | 21.9172 | 1 | 90% AFUE - Condensing Design | 2166.7493 | 11055.0477 | 13221.797 | 225.3888 | 55.41% | 8.894% | 35.7% | 13.657 | 24.2041 | 1 | 90% AFUE - Condensing Design | 2057.579 | 11589.9898 | 13647.5688 | 471.267 | 40.84% | 10.45% | 48.71% | 10.5828 | 19.56
| 2 | 92% AFUE - Increased HX Area | 2327.5696 | 11101.7467 | 13429.3164 | 352.8524 | 50.59% | 7.727% | 41.68% | 13.3065 | 21.6548 | 2 | 92% AFUE - Increased HX Area | 2426.7713 | 10839.304 | 13266.0753 | 185.837 | 57.61% | 6.936% | 35.45% | 14.7636 | 23.4641 | 2 | 92% AFUE - Increased HX Area | 2227.9616 | 11365.2646 | 13593.2262 | 520.5521 | 43.55% | 8.521% | 47.93% | 11.6307 | 19.7989
| 3 | 96% AFUE - Max Tech | 2611.8958 | 10688.1159 | 13300.0117 | 476.9604 | 53.45% | 3.475% | 43.07% | 13.1892 | 18.7619 | 3 | 96% AFUE - Max Tech | 2729.2924 | 10434.0893 | 13163.3818 | 284.7683 | 60.42% | 3.101% | 36.47% | 14.2995 | 20.802 | 3 | 96% AFUE - Max Tech | 2494.0183 | 10943.1831 | 13437.2014 | 669.9398 | 46.46% | 3.851% | 49.69% | 11.8684 | 16.6861
| OF | 8939 | [9 empty] | OF | 8033 | [9 empty] | OF | 906
| 0 | 82% AFUE - Increased HX Area | 3062.9347 | 30842.4519 | 33905.3866 | [6 empty] | 0 | 82% AFUE - Increased HX Area | 2896.0383 | 30848.8358 | 33744.8741 | [6 empty] | 0 | 82% AFUE - Increased HX Area | 4542.7123 | 30785.8495 | 35328.5618
| 1 | 83% AFUE - Increased HX Area | 3222.0801 | 30495.0457 | 33717.1257 | 7.6844 | 10.4% | 58.1% | 31.49% | 1.0182 | 25.3821 | 1 | 83% AFUE - Increased HX Area | 3048.4163 | 30501.1907 | 33549.607 | 1.1145 | 10.18% | 58.33% | 31.48% | 0.93163 | 26.2718 | 1 | 83% AFUE - Increased HX Area | 4761.8605 | 30440.5611 | 35202.4216 | 65.9358 | 12.36% | 56.07% | 31.57% | 12.5904 | 17.9066
| 2 | 84% AFUE - Increased HX Area | 3465.8887 | 30155.6883 | 33621.577 | -22.5393 | 25.22% | 38.57% | 36.21% | 2.2123 | 34.3127 | 2 | 84% AFUE - Increased HX Area | 3322.9126 | 30161.5999 | 33484.5124 | -59.4657 | 27.61% | 38.57% | 33.82% | 2.8639 | 37.5299 | 2 | 84% AFUE - Increased HX Area | 4733.579 | 30103.2737 | 34836.8528 | 304.867 | 3.974% | 38.63% | 57.4% | 1.3763 | 5.7575
| 3 | 85% AFUE - Increased HX Area | 3691.6743 | 29824.1039 | 33515.7782 | -20.6433 | 34.62% | 33.08% | 32.3% | 19.9644 | 35.0522 | 3 | 85% AFUE - Increased HX Area | 3576.87 | 29829.7872 | 33406.6572 | -85.3471 | 38.43% | 33.08% | 28.49% | 22.7309 | 38.7221 | 3 | 85% AFUE - Increased HX Area | 4709.5801 | 29773.7132 | 34483.2933 | 553.049 | 0.883% | 33.11% | 66% | 0.94244 | 2.4951
| 4 | 97% AFUE - Max Tech | 4895.7352 | 28324.9555 | 33220.6907 | 274.501 | 51.19% | 0.9061% | 47.9% | 18.4625 | 46.835 | 4 | 97% AFUE - Max Tech | 4916.5631 | 28334.875 | 33251.4381 | 72.2824 | 55.62% | 0.8839% | 43.5% | 20.0872 | 51.2092 | 4 | 97% AFUE - Max Tech | 4711.0661 | 28237.0047 | 32948.0707 | 2067.4616 | 11.92% | 1.104% | 86.98% | 0 | 6.9162
| All dollar values are in 2009 $ |  |  | * discounted and summed over lifetime of equipment | [7 empty] | All dollar values are in 2009 $ |  |  | * discounted and summed over lifetime of equipment | [7 empty] | All dollar values are in 2009 $ |  |  | * discounted and summed over lifetime of equipment
| Simulation Results SOUTH | [9 empty] | AEO 2010 - Reference Case | Simulation Results SOUTH - Replacements | [9 empty] | AEO 2010 - Reference Case | Simulation Results SOUTH - New Construction | [9 empty] | AEO 2010 - Reference Case
|  |  | Average LCC Results | [6 empty] | Payback Results |  |  |  | Average LCC Results | [6 empty] | Payback Results |  |  |  | Average LCC Results | [6 empty] | Payback Results
|  |  | Installed | Lifetime |  | LCC | Net | No | Net |  |  |  |  | Installed | Lifetime |  | LCC | Net | No | Net |  |  |  |  | Installed | Lifetime |  | LCC | Net | No | Net
| Level | Description | Price | Oper. Cost* | LCC | Savings | Cost | Impact | Benefit | Median | Average | Level | Description | Price | Oper. Cost* | LCC | Savings | Cost | Impact | Benefit | Median | Average | Level | Description (EF value at 40 Gallon) | Price | Oper. Cost* | LCC | Savings | Cost | Impact | Benefit | Median | Average
| NWGF | 4014 | [9 empty] | NWGF | 3044 | [9 empty] | NWGF | 970
| 0 | 80% AFUE - Increased HX Area | 1614.7012 | 6092.701 | 7707.4022 | [6 empty] | 0 | 80% AFUE - Increased HX Area | 1413.3731 | 6004.8489 | 7418.222 | [6 empty] | 0 | 80% AFUE - Increased HX Area | 2246.4979 | 6368.3935 | 8614.8914
| 1 | 90% AFUE - Condensing Design | 2181.4013 | 5532.9462 | 7714.3476 | -47.1741 | 49.55% | 24.09% | 26.36% | 26.5497 | 48.7561 | 1 | 90% AFUE - Condensing Design | 2170.8838 | 5453.9275 | 7624.8113 | -189.834 | 59.89% | 23.19% | 16.92% | 34.9086 | 59.1299 | 1 | 90% AFUE - Condensing Design | 2214.4069 | 5780.9186 | 7995.3255 | 400.5134 | 17.11% | 26.91% | 55.98% | 0 | 14.5829
| 2 | 92% AFUE - Increased HX Area | 2243.0704 | 5432.9926 | 7676.0629 | -21.478 | 50.2% | 19.91% | 29.9% | 23.7502 | 45.1224 | 2 | 92% AFUE - Increased HX Area | 2229.3343 | 5355.4223 | 7584.7567 | -161.5487 | 60.02% | 18.99% | 20.99% | 30.5356 | 54.0813 | 2 | 92% AFUE - Increased HX Area | 2286.176 | 5676.4191 | 7962.5952 | 418.084 | 19.38% | 22.78% | 57.84% | 0.93722 | 15.6191
| 3 | 95% AFUE - Increased HX Area | 2383.8495 | 5291.1432 | 7674.9927 | -23.3759 | 58.79% | 7.997% | 33.21% | 23.1275 | 43.8332 | 3 | 95% AFUE - Increased HX Area | 2362.7814 | 5215.6127 | 7578.3941 | -158.4079 | 67.25% | 7.884% | 24.87% | 28.1223 | 50.4052 | 3 | 95% AFUE - Increased HX Area | 2449.9642 | 5528.1688 | 7978.133 | 400.3739 | 32.27% | 8.351% | 59.38% | 9.19 | 23.0874
| 4 | 98% AFUE - Max Tech | 2660.7116 | 5239.3463 | 7900.0579 | -248.2684 | 75.83% | 0.2242% | 23.94% | 33.4167 | 75.8587 | 4 | 98% AFUE - Max Tech | 2621.0088 | 5159.933 | 7780.9418 | -360.6473 | 80.91% | 0.1643% | 18.92% | 36.8522 | 81.0367 | 4 | 98% AFUE - Max Tech | 2785.3045 | 5488.5565 | 8273.8611 | 104.3926 | 59.9% | 0.4124% | 39.69% | 23.8627 | 59.3794
| MHGF | 5108 | [9 empty] | MHGF | 2547 | [9 empty] | MHGF | 2561
| 0 | 80% AFUE - Increased HX Area | 1339.974 | 10965.4002 | 12305.3742 | [6 empty] | 0 | 80% AFUE - Increased HX Area | 1025.7731 | 9936.1553 | 10961.9284 | [6 empty] | 0 | 80% AFUE - Increased HX Area | 3837.2513 | 26562.4819 | 30399.7333
| 1 | 90% AFUE - Condensing Design | 1914.7542 | 9931.3935 | 11846.1477 | 313.4595 | 45.75% | 9.652% | 44.6% | 11.5854 | 20.3734 | 1 | 90% AFUE - Condensing Design | 1584.107 | 8986.2421 | 10570.3491 | 182.9651 | 42.97% | 8.213% | 32.49% | 12.8624 | 22.8715 | 1 | 90% AFUE - Condensing Design | 5111.8994 | 24098.3887 | 29210.2881 | 1076.5001 | 40.18% | 9.488% | 50.33% | 10.5011 | 17.898
| 2 | 92% AFUE - Increased HX Area | 2125.6398 | 9736.8904 | 11862.5302 | 281.6313 | 49.78% | 7.635% | 42.58% | 13.1994 | 23.0945 | 2 | 92% AFUE - Increased HX Area | 1794.8239 | 8808.5029 | 10603.3268 | 124.7323 | 46.32% | 6.11% | 31.24% | 14.476 | 26.2004 | 2 | 92% AFUE - Increased HX Area | 5561.1592 | 23631.9107 | 29193.0698 | 1091.6369 | 44.24% | 7.966% | 47.79% | 11.704 | 19.9833
| 3 | 96% AFUE - Max Tech | 2412.808 | 9371.5851 | 11784.3931 | 322.8109 | 53.78% | 3.778% | 42.44% | 13.7812 | 23.5445 | 3 | 96% AFUE - Max Tech | 2052.6807 | 8474.6663 | 10527.3469 | 140.6368 | 49.74% | 3.088% | 30.85% | 14.9108 | 25.8814 | 3 | 96% AFUE - Max Tech | 6264.1891 | 22755.8477 | 29020.0368 | 1258.5769 | 48.15% | 3.866% | 47.99% | 12.8002 | 21.2162
| OF | 1061 | [9 empty] | OF | 967 | [9 empty] | OF | 94
| 0 | 82% AFUE - Increased HX Area | 2548.5577 | 25605.9099 | 28154.4676 | [6 empty] | 0 | 82% AFUE - Increased HX Area | 2429.556 | 25540.9621 | 27970.5181 | [6 empty] | 0 | 82% AFUE - Increased HX Area | 3772.7562 | 26274.043 | 30046.7992
| 1 | 83% AFUE - Increased HX Area | 2657.1559 | 25318.6821 | 27975.8379 | 22.651 | 8.86% | 59.75% | 31.39% | 1.0848 | 19.3933 | 1 | 83% AFUE - Increased HX Area | 2531.5463 | 25254.3496 | 27785.8958 | 20.5036 | 8.79% | 59.26% | 31.95% | 1.0848 | 19.906 | 1 | 83% AFUE - Increased HX Area | 3949.3316 | 25980.4855 | 29929.817 | 44.7416 | 9.574% | 64.89% | 25.53% | 8.2634 | 13.2716
| 2 | 84% AFUE - Increased HX Area | 2830.108 | 25038.1104 | 27868.2185 | 22.9235 | 21.3% | 38.93% | 39.77% | 1.467 | 24.724 | 2 | 84% AFUE - Increased HX Area | 2723.7858 | 24974.3791 | 27698.1649 | 2.0454 | 23.27% | 38.68% | 38.06% | 1.4452 | 26.7569 | 2 | 84% AFUE - Increased HX Area | 3923.8698 | 25693.7295 | 29617.5993 | 237.7015 | 1.064% | 41.49% | 57.45% | 1.4974 | 2.8053
| 3 | 85% AFUE - Increased HX Area | 3006.7118 | 24763.967 | 27770.6789 | 34.7322 | 31.1% | 32.7% | 36.19% | 15.1825 | 25.2162 | 3 | 85% AFUE - Increased HX Area | 2918.1775 | 24700.8232 | 27619.0008 | -3.0694 | 34.13% | 32.47% | 33.4% | 18.0071 | 27.4055 | 3 | 85% AFUE - Increased HX Area | 3917.485 | 25413.5422 | 29331.0272 | 423.6059 | 0% | 35.11% | 64.89% | 1.0599 | 1.7805
| 4 | 97% AFUE - Max Tech | 4072.4826 | 23410.4278 | 27482.9103 | 313.7797 | 50.8% | 1.131% | 48.07% | 18.0915 | 42.6381 | 4 | 97% AFUE - Max Tech | 4075.8557 | 23374.17 | 27450.0256 | 160.9686 | 55.22% | 1.034% | 43.74% | 20.0036 | 46.549 | 4 | 97% AFUE - Max Tech | 4037.7825 | 23783.4199 | 27821.2024 | 1885.7837 | 5.319% | 2.128% | 92.55% | 0.14474 | 3.8194
| All dollar values are in 2009 $ |  |  | * discounted and summed over lifetime of equipment | [7 empty] | All dollar values are in 2009 $ |  |  | * discounted and summed over lifetime of equipment | [7 empty] | All dollar values are in 2009 $ |  |  | * discounted and summed over lifetime of equipment